## Sheet1
level4 | level5 | Category ID | producTitle | price | quickOverview | productDescription | technicalData | features | downloads | images |  |  |  | pdf
Flowmeter |  | 120 | CPFM-8800 Series Coriolis Mass Flow Meters |  | <p>The CPFM-8800 series is a family of advanced flow meters based on the Coriolis principle fabricated exclusively from PFA (Perfluoroalkoxy) polymeric material. CPFM-8800 flow meters are comprised of two assemblies: one containing the sensor, the other containing the supporting electronics. CPFM-8800 sensors are specially designed for measuring liquids in high-purity semiconductor, bio-pharmaceutical and other applications that require all PFA-wetted surfaces and provide a Mass Flow Rate, Total Mass and Temperature with accuracy ±1% of reading .</p> |  | <table class="table table-bordered"> <tbody> <tr> <td rowspan="2" > Mass Flow Ranges </td> <td> Model 8803-1:&nbsp;&nbsp; 5-1500 g/min* </td> </tr> <tr> <td > Model 8803-2:&nbsp;&nbsp; 5-3500 g/min* </td> </tr> <tr> <td rowspan="2" > Zero Offset Stability (Z.O.S.) </td> <td > Model 8803-1:&nbsp;&nbsp; 0.06 g/min </td> </tr> <tr> <td > Model 8803-2:&nbsp;&nbsp; 0.50 g/min </td> </tr> <tr> <td > Accuracy </td> <td > ± {1% of rate + Z.O.S.} </td> </tr> <tr> <td > Temperature </td> <td > Ambient: 0°–50°C; Fluid 15°–40°C </td> </tr> <tr> <td > Operating Pressure </td> <td> 80 PSIG (Max.) </td> </tr> </tbody> </table> <h4>Measurement Specifications<h4> <table class="table table-bordered"> <tbody> <tr> <td rowspan="2" > Mass Flow Ranges </td> <td > Model 8803-1:&nbsp;&nbsp; 5-1500 g/min* </td> </tr> <tr> <td > Model 8803-2:&nbsp;&nbsp; 5-3500 g/min* </td> </tr> <tr> <td rowspan="2" > Zero Offset Stability (Z.O.S.) </td> <td > Model 8803-1:&nbsp;&nbsp; 0.06 g/min </td> </tr> <tr> <td > Model 8803-2:&nbsp;&nbsp; 0.50 g/min </td> </tr> <tr> <td > Accuracy </td> <td > ± {1% of rate + Z.O.S.} </td> </tr> <tr> <td > Temperature </td> <td > Ambient: 0°–50°C; Fluid 15°–40°C </td> </tr> <tr> <td > Operating Pressure </td> <td > 80 PSIG (Max.) </td> </tr> </tbody> </table> *Pressure drop at Max. Flow range = 10 psi on water (1cP) &nbsp; &nbsp; <h4>Electrical Specifications<h4> <table class="table table-bordered"> <tbody> <tr> <td > Supply Voltage </td> <td > 24VDC ±10% </td> </tr> <tr> <td > Power Consumption </td> <td > Max 6W </td> </tr> <tr> <td > Programming </td> <td > Operator Parameter configuration through USB interface with a PC </td> </tr> <tr> <td > Output Interfaces </td> <td > 4-20 mA Current Loop, Digital I/O </td> </tr> <tr> <td > LCD Display </td> <td > 2 lines; 16 characters per line </td> </tr> <tr> <td > Analog Output Module </td> <td > 4-20mA; 500 Ohms max load </td> </tr> <tr> <td > Digital Input/Output Module </td> <td > Configurable as Frequency or Digital I/O </td> </tr> <tr> <td > Frequency Output </td> <td > 0 to 10KHz proportional to flow rate </td> </tr> </tbody> </table> <h4>&nbsp;<h4> <h4>&nbsp;<h4> <h4>Physical Specifications<h4> <table class="table table-bordered"> <tbody> <tr> <td > Process Connections </td> <td > 3/8” tube connection ** </td> </tr> <tr> <td > Wetted Material </td> <td > PFA </td> </tr> <tr> <td > Sensor Dimensions </td> <td > L(254mm) x W(73mm) x H(115mm) </td> </tr> <tr> <td > Transmitter Dimensions </td> <td > L(210mm) x W(58.5mm) x H(133.5mm) </td> </tr> <tr> <td > Weight </td> <td > Sensor: 0.86 Kg; Transmitter: 1.22 Kg </td> </tr> <tr> <td > Cable Length </td> <td > Up to 30m max cable length between sensor and electronics assemblies </td> </tr> </tbody> </table> ** Consult factory for other types of process connection requirements. &nbsp; <em>For additional specification details, please refer to the product&nbsp;data sheet located in the documentation tab of this web page.&nbsp;</em> | <ul> <li> <i class="fa fa-check"></i>Fluid measurement performance is independent of fluid properties; eliminating the need to calibrate on different fluids</li> <li> <i class="fa fa-check"></i>Accuracy unaffected by flow regime (e.g., laminar or turbulent flow) or variations in flow velocity profile</li> <li> <i class="fa fa-check"></i>Sensors operate and measure in two-phase flow conditions with gas volumetric void fractions in excess of 30%</li> </ul> |  | flowmeter/cpfm_8000/1.png | flowmeter/cpfm_8000/2.png | flowmeter/cpfm_8000/3.png
Flowmeter |  | 120 | M-2700 Integrated Ultrasonic Flow Meter |  | <p>The M-2700 series is an integrated flow meter in a small package. It utilizes transit-time ultrasonic technology to determine flow rate and the latest high-speed digital signal processing (DSP) technology to provide a cost effective flow measuring solution with no compromise in performance.</p> | <p>The M-2700 series is an integrated flow meter in a small package. The M-2700 utilizes the latest high-speed digital signal processing (DSP) technology to provide a cost effective flow measuring solution with no compromise in performance. Malema DSP algorithms sample the entire wave form resulting in a demonstrable advantage in bubble immunity over traditional ultrasonic technologies. The flow sensor is a U or Z shaped PFA tube with no internal obstructions, moving parts, or mechanical seals. The M-2700 is compatible with high-temperature liquids and is an ideal choice for use where minimal footprint, high purity, corrosion resistance, low pressure drop, and easy installation are desired.</p> <p>The M-2700 utilizes transit-time ultrasonic technology to determine flow rate. Two piezoelectric transducers mounted at the ends of the measuring tube alternately transmit and receive ultrasound energy pulses. The difference between upstream and downstream transit time of the pulses is proportional to the velocity of the fluid, and is used to calculate flow rate.</p> <h4>Features:</h4> <ul> <li> <i class="fa fa-check"></i>Sensor and Electronics integrated in a compact easy-to-install package</li> <li> <i class="fa fa-check"></i>No Dead Legs</li> <li> <i class="fa fa-check"></i>No Obstructions, with minimal pressure drop</li> <li> <i class="fa fa-check"></i>No Moving Parts in the flow path</li> <li> <i class="fa fa-check"></i>All wetted parts made of PFA</li> <li> <i class="fa fa-check"></i>Free from ion or particle contamination</li> <li> <i class="fa fa-check"></i>Corrosion resistant</li> <li> <i class="fa fa-check"></i>Wide rangeability</li> <li> <i class="fa fa-check"></i>Fit for high temperature applications</li> </ul> | <table class="table table-bordered"> <tbody> <tr > <td > Product Types </td> <td > Ultrasonic Flow Meters </td> </tr> <tr > <td > Industry </td> <td > Life Sciences </td> </tr> <tr > <td > Industry </td> <td > Semiconductor </td> </tr> <tr > <td > Fluid Type </td> <td > Liquids </td> </tr> <tr > <td > Fluid Type </td> <td > Slurry </td> </tr> <tr > <td > Tube Outer Diameter </td> <td > 1/4" </td> </tr> <tr > <td > Tube Outer Diameter </td> <td > 3/8" </td> </tr> <tr > <td > Tube Outer Diameter </td> <td > 1/2" </td> </tr> <tr > <td > Accuracy </td> <td > ± 1% of full scale </td> </tr> <tr > <td > Wetted Parts, Body /Tube </td> <td > PFA / PFA </td> </tr> <tr> <td > Output </td> <td > 4 to 20 mA; 0 to 10 VDC </td> </tr> <tr > <td > Input Power </td> <td > 24 Vdc ± 10% </td> </tr> <tr > <td > Size Offered </td> <td > &lt; 1" </td> </tr> </tbody> </table> | <ul> <li> <i class="fa fa-check"></i>Sensor and Electronics integrated in a compact easy-to-install package</li> <li> <i class="fa fa-check"></i>No Dead Legs</li> <li> <i class="fa fa-check"></i>No Obstructions, with minimal pressure drop</li> <li> <i class="fa fa-check"></i>No Moving Parts in the flow path</li> <li> <i class="fa fa-check"></i>All wetted parts made of PFA</li> <li> <i class="fa fa-check"></i>Free from ion or particle contamination</li> <li> <i class="fa fa-check"></i>Corrosion resistant</li> <li> <i class="fa fa-check"></i>Wide rangeability</li> <li> <i class="fa fa-check"></i>Fit for high temperature applications</li> </ul> |  | flowmeter/m_2700/1.png | flowmeter/m_2700/1.png |  |  | pdf/flowmeter/M-2700 Integrated Ultrasonic Flow Meter/1.pdf
Flow Switches |  | 122 | M-100X Series Ex-proof Adjustable Flow Switches |  | <p>The M-100X Series is an extremely sensitive explosion-proof flow switch. It has been engineered to monitor vital sample flow parameters for instrumentation in process control and inert blanket gases. It is used as an auxiliary alarm monitor for flow meters.</p> | <p>The M-100X Series is an extremely sensitive explosion-proof flow switch with an adjustable set point. The M-100X series has been engineered to monitor vital sample flow parameters for instrumentation in process control and inert blanket gases. It is used as an auxiliary alarm monitor for flow meters and is ideally suited for applications when installed on a by-pass for determination of filter plugging. Infinite adjustment permits detection and signaling of very low fluid flows with the added capability of detection in high flows.</p> <h4>Features:</h4> <ul> <li> <i class="fa fa-check"></i>Infinite flow range</li> <li> <i class="fa fa-check"></i>Adjustable set point</li> <li> <i class="fa fa-check"></i>Extremely accurate and sensitive</li> <li> <i class="fa fa-check"></i>Low pressure drop</li> <li> <i class="fa fa-check"></i>UL recognized for hazardous locations</li> <li> <i class="fa fa-check"></i>Cenelec certified for intrinsic safety and encapsulation</li> <li> <i class="fa fa-check"></i>compliant</li> <li> <i class="fa fa-check"></i>Universal mounting available<br><br></li> <li> <i class="fa fa-check"></i>Please see&nbsp;Certifications&nbsp;for more details</li> </ul> | <h4>Material Specifications:</h4> <p>Housing: &nbsp; &nbsp; &nbsp; &nbsp; &nbsp; &nbsp; &nbsp; &nbsp; &nbsp; &nbsp;&nbsp;&nbsp;&nbsp; Hastelloy/Brass/SS316/PTFE</p> <p>End Plugs: &nbsp; &nbsp; &nbsp; &nbsp; &nbsp; &nbsp; &nbsp; &nbsp; &nbsp;&nbsp;&nbsp;&nbsp; Hastelloy/Brass/SS316/PTFE (PFA End plug)</p> <p>Piston: &nbsp; &nbsp; &nbsp; &nbsp; &nbsp; &nbsp; &nbsp; &nbsp; &nbsp; &nbsp; &nbsp; &nbsp;&nbsp;&nbsp; Hastelloy/Brass/SS316/PTFE</p> <p>Spring: &nbsp; &nbsp; &nbsp; &nbsp; &nbsp; &nbsp; &nbsp; &nbsp; &nbsp;&nbsp;&nbsp;&nbsp;&nbsp;&nbsp;&nbsp;&nbsp; Hastelloy/Stainless steel - (Spring is provided only with universal mounting version)</p> <p>O-rings: &nbsp; &nbsp; &nbsp; &nbsp; &nbsp; &nbsp; &nbsp; &nbsp; &nbsp; &nbsp; &nbsp;&nbsp;&nbsp; Please consult factory&nbsp;</p> <p>Retaining Ring: &nbsp; &nbsp; &nbsp; &nbsp; &nbsp; &nbsp; &nbsp; &nbsp;Stainless steel&nbsp;(PH 15-7 MO, AMS 5520, AISI-632) &nbsp;(Passivated)- Not applicable &nbsp; &nbsp; &nbsp; &nbsp; &nbsp; &nbsp; &nbsp; &nbsp; &nbsp; &nbsp; &nbsp; &nbsp; &nbsp; &nbsp; &nbsp; &nbsp; &nbsp; &nbsp; &nbsp; &nbsp; &nbsp; &nbsp; &nbsp; &nbsp; &nbsp; &nbsp; &nbsp; &nbsp; &nbsp; &nbsp; &nbsp; &nbsp; &nbsp; &nbsp; &nbsp; &nbsp; &nbsp; &nbsp;&nbsp; for Hastelloy flow switch</p> <p>&nbsp;</p> <p><em>For additional specification details, please refer to the product&nbsp;data sheet located in the documentation tab of this web page.&nbsp;</em></p> <h4>Applications</h4> <ul> <li> <i class="fa fa-check"></i>Gas and liquid analyzers</li> <li> <i class="fa fa-check"></i>Biomedical instruments</li> <li> <i class="fa fa-check"></i>Atmosphere furnaces</li> <li> <i class="fa fa-check"></i>Gas chromatographs</li> <li> <i class="fa fa-check"></i>Vacuum systems</li> <li> <i class="fa fa-check"></i>Industrial fluid lines</li> </ul> | <ul> <li> <i class="fa fa-check"></i>Infinite flow range</li> <li> <i class="fa fa-check"></i>Adjustable set point</li> <li> <i class="fa fa-check"></i>Extremely accurate and sensitive</li> <li> <i class="fa fa-check"></i>Low pressure drop</li> <li> <i class="fa fa-check"></i>UL recognized for hazardous locations</li> <li> <i class="fa fa-check"></i>Cenelec certified for intrinsic safety and encapsulation</li> <li> <i class="fa fa-check"></i>compliant</li> <li> <i class="fa fa-check"></i>Universal mounting available<br><br></li> <li> <i class="fa fa-check"></i>Please see&nbsp;Certifications&nbsp;for more details</li> </ul> | <table class="table table-bordered"> <tbody> <tr> <td>Product Data Sheet</td> <td><a href="#!" target="_blank">Download</a></td> </tr> <tr> <td>Installation Manual</td> <td><a href="#!" target="_blank">Download</a></td> </tr> <tr> <td>Ex proof Guideline (intrisic Safety)</td> <td><a href="#!" target="_blank">Download</a></td> </tr> <tr> <td>Ex proof Guideline (Encapsulations)</td> <td><a href="#!" target="_blank">Download</a></td> </tr> </tbody> </table> | flowswitches/m-100x/1.png | flowswitches/m-100x/1.png |  |  | pdf/flowswitches/M-100X Series Ex-proof Adjustable Flow Switches/1.pdf pdf/flowswitches/M-100X Series Ex-proof Adjustable Flow Switches/2.pdf pdf/flowswitches/M-100X Series Ex-proof Adjustable Flow Switches/3.pdf pdf/flowswitches/M-100X Series Ex-proof Adjustable Flow Switches/4.pdf
Flow Controllers |  | 123 | LFC-7000 Series Ultrasonic Liquid Flow Controllers |  | <p>The LFC-7000 Series is a line of high-performance closed-loop flow controllers designed for use in a wide variety of high-purity liquids including DI water, harsh chemicals, and CMP polishing slurries.</p> | <p style="font-size: 12px; text-align: justify;"><span style="font-size: 12px;">The LFC-7000 Series is a line of high-performance closed-loop flow controllers designed for use in a wide variety of<br>high-purity liquids including DI water, harsh chemicals, and CMP polishing slurries.</span></p> <h4>Features</h4> <p style="font-size: 12px;">• High Accuracy - Controls flowrate to within ± 1% of setpoint; ideal for fluid blending and/or dispense applications<br>• Fast Response 3 seconds (typically &lt; 2 seconds for most applications)<br>• Broad application range with 2 types of control valves<br>• Wide range of flow control capability; 5 mL/min - 12000 mL/min (turndown can be as high as 100:1)<br>• All PTFE/PFA wetted part construction – insures compatibility with UHP liquid chemicals, DI water and CMP slurries (slurry module with Pt cured Silicone tubing)<br>• Low maintenance - modules featuring ultrasonic flowmeters with NO moving parts provide the ultimate in “uptime” (slurry module with pinch tube replacement cycle of 3 years or longer)</p> | <h4>Performance Specifications</h4> <table class="table table-bordered"> <tbody> <tr> <td > <p>Standard Full Scale Range:</p> </td> <td > <p>50, 100, 250, 500, 1000, 1500, 2500*, 4000, 8000, 12000 mL/min</p> </td> </tr> <tr> <td > <p>Accuracy**: <br>(for room temperature DIW)</p> </td> <td > <p>±1% of set point or ± 3mL/min<br>(whichever is larger)</p> </td> </tr> <tr> <td > <p>Repeatibility**:</p> </td> <td > <p>±1% of set point or ±1 mL/min<br> (whichever is larger)</p> </td> </tr> <tr> <td > <p>Control Repeatibility:</p> </td> <td > <p>±0.5% of set point or ±0.5mL/min<br>(whichever is larger)</p> </td> </tr> <tr> <td > <p>Flow Control Time:</p> </td> <td > <p>&lt; 3 sec</p> </td> </tr> <tr> <td > <p>Fluid Temperature:</p> </td> <td > <p>10 - 60 ºC***</p> </td> </tr> <tr> <td > <p>Ambient: Temperature/Humidity:</p> </td> <td > <p>0 - 40 ºC / 30 - 80% RH, without Dew</p> </td> </tr> <tr> <td > <p>Maximum Expected Operating Pressure:</p> </td> <td > <p>50 psig</p> </td> </tr> <tr> <td > <p>Maximum Safe Internal Pressure:</p> </td> <td > <p>70 psig</p> </td> </tr> <tr> <td > <p>Differential Pressure Range:</p> </td> <td > <p>7 to 30 psid</p> </td> </tr> </tbody> </table> <p>The enclosure footprint may be larger for these flow ranges to meet the pressure drop specification.<br>The minimum differential pressure requirements can be higher for these ranges. <br>**Please consult with Malema for tighter accuracy/repeatability needs. <br>*** Consult the factory for higher temperature application</p> <p>&nbsp;</p> <h3>Material Specifications</h3> <table class="table table-bordered"> <tbody> <tr> <td > <p>Non Wetted Parts, Enclosure:</p> </td> <td > <p>PPS, PEEK, Acrylic,Vinyl, PVC**</p> </td> </tr> <tr> <td > <p>Wetted parts:</p> </td> <td > <p>PFA, PTFE, Pt cured Silicone*</p> </td> </tr> </tbody> </table> <p>*Only used in the Slurry Module<br>**Flame retardant (FMET4325)</p> <table class="table table-bordered"> <tbody> <tr> <td > <p>Mounting Orientation:</p> </td> <td > <p>Horizontal or Vertical</p> </td> </tr> <tr> <td > <p>Fluid Connections:</p> </td> <td > <p>Inlet/Outlet:1/4” or 3/8”, Flare or Pillar</p> </td> </tr> <tr> <td > <p>Flow Restrictions (orifice):</p> </td> <td > <p>&gt; 2 mm</p> </td> </tr> <tr> <td > <p>Ingress Rating:</p> </td> <td > <p>IP64</p> </td> </tr> </tbody> </table> <p>&nbsp;</p> <h3>Electrical Specifications</h3> <table class="table table-bordered"> <tbody> <tr> <td > <p>Power Supply Input:</p> </td> <td > <p>24 Vdc ± 10%</p> </td> </tr> <tr> <td > <p>Current Consumption:</p> </td> <td > <p>Max 0.5 A</p> </td> </tr> <tr> <td > <p>Alarm Signals:</p> </td> <td > <p>Max 30 Vdc, 200 mA NPN open collector</p> </td> </tr> <tr> <td > <p>ControlSignal In*:</p> </td> <td > <p>0 to 10 Vdc or 4 to 20 mA</p> </td> </tr> <tr> <td > <p>Flow Signal Out*:</p> </td> <td > <p>0 to 10 Vdc or 4 to 20 mA**</p> </td> </tr> </tbody> </table> <p>* Other options available<br>** Both Active and Passive current options available</p> <p>&nbsp;</p> <p><em>For additional specification details, please refer to the product&nbsp;data sheet located in the documentation tab of this web page.&nbsp;</em></p> | <p style="font-size: 12px;">• High Accuracy - Controls flowrate to within ± 1% of setpoint; ideal for fluid blending and/or dispense applications<br>• Fast Response 3 seconds (typically &lt; 2 seconds for most applications)<br>• Broad application range with 2 types of control valves<br>• Wide range of flow control capability; 5 mL/min - 12000 mL/min (turndown can be as high as 100:1)<br>• All PTFE/PFA wetted part construction – insures compatibility with UHP liquid chemicals, DI water and CMP slurries (slurry module with Pt cured Silicone tubing)<br>• Low maintenance - modules featuring ultrasonic flowmeters with NO moving parts provide the ultimate in “uptime” (slurry module with pinch tube replacement cycle of 3 years or longer)</p> <h4>Applications</h4> <ul> <li style="font-size: 12px;">Semiconductor CMP tools - used to precisely control the flow of chemicals and polishing slurries dispensed to the<br>polishing platen; an ideal replacement for peristaltic pump based delivery systems.</li> <li style="font-size: 12px;">Wet Cleaning tools – for accurate and reliable control of the blending and delivery of cleaning chemistries.</li> <li style="font-size: 12px;">Copper Plating tools – well suited to chemical mixing and dispensing applications.</li> </ul> | <table class="table table-bordered"> <tbody> <tr> <td>Product Data Sheet</td> <td><a href="#!" target="_blank">Download</a></td> </tr> <tr> <td>Installation Manual</td> <td><a href="#!" target="_blank">Download</a></td> </tr> </tbody> </table> | flowcontrollers/ldc_700/1.png | flowcontrollers/ldc_700/1.png
Relief Valves |  | 124 | M-VF-F Series PFA Pressure Relief Valves |  | <p> The M-VF-F Series pressure relief valve is designed with an all-PFA molded body suitable for semiconductor, ultra-pure water and aggressive chemical applications. </p> | <p>The M-VF-F Series is designed PFA molded body suitable for semiconductor, ultra-pure water and aggressive chemical applications.</p> <p><strong>Features:</strong></p> <p>• High reliability</p> <p>• Factory set</p> <p>• Low pressure drop</p> <p>• All mechanical</p> <p>• Right-angle flow</p> <p>• Flare type connection</p> <p>• Bubble tight seal</p> |  | <p></p><p>• Special semiconductor equipment relief valve applications.</p><p></p> | <table class="table table-bordered"> <tbody> <tr> <td>Product Data Sheet</td> <td><a href="#!" target="_blank">Download</a></td> </tr> <tr> <td>Installation Manual</td> <td><a href="#!" target="_blank">Download</a></td> </tr> </tbody> </table> | relief_valves/m_vf_f/1.jpg | relief_valves/m_vf_f/1.jpg
Level Instruments |  | 125 | LD60/LD61 |  | <p> LD60/LD61 is a level switch based on the vibrating (tuning) fork technique. It is a robust and compact switch for the measurement of liquids and solids (only LD60). </p> | <p>LD60/LD61 is a level switch based on the vibrating (tuning) fork technique. It is a robust and compact switch for the measurement of liquids and solids (only LD60).</p> <h4>Features:</h4> <p style="font-size: 12px;">• No moving parts<br>• Not affected by temperatures or pressure changes<br>• Suitable for liquids with viscosity up to 10,000 cSt.Corrosion resistant materials<br>• LED status indication (bicolor)<br>• Functions test with external magnet</p> | <table class="table table-bordered"> <tbody> <tr> <td> Detection length: </td> <td> 70 … 6000 mm </td> </tr> <tr> <td> Hysteresis: </td> <td> +/-2 mm con H2O </td> </tr> <tr> <td> Connections: </td> <td> Thread fittings G 1” o 1” NPT; Others on demand </td> </tr> <tr> <td> Materials: </td> <td> EN 1.4404 (AISI 316L); Others on demand </td> </tr> <tr> <td> Level detection: </td> <td> Transistor output </td> </tr> <tr> <td> Options: </td> <td> Fully hygienic design NAMUR Exi version Relay output version </td> </tr> <tr> <td> Mounting: </td> <td> Top or Side mounted </td> </tr> </tbody> </table> &nbsp; <em>For additional specification details, please refer to the product&nbsp;data sheet located in the documentation tab of this web page.&nbsp;</em> | <ul> <li> <i class="fa fa-check"></i>Pump control</li> <li> <i class="fa fa-check"></i>Tanks with agitation</li> <li> <i class="fa fa-check"></i>Distillation columns</li> <li> <i class="fa fa-check"></i>Evaporators</li> <li> <i class="fa fa-check"></i>Chemical dosing tanks</li> </ul> | <table class="table table-bordered"> <tbody> <tr> <td>Product Data Sheet</td> <td><a href="#!" target="_blank">Download</a></td> </tr> <tr> <td>Installation Manual</td> <td><a href="#!" target="_blank">Download</a></td> </tr> </tbody> </table> | level_instruments/ld60/1.jpg | level_instruments/ld60/1.jpg
Pressure Sensors |  | 126 | KL-91 Series Pressure Transducers |  | <p>Pressure Transducer for Ultra-Pure Water The KL-91 is a pressure transducer suitable for use in monitoring pressure of various high-purity fluids. The superior design provides for minimal “dead volume” which reduces the potential for contamination of the measured fluid. The KL-91 is available in two construction type: inline or insertion. The body construction meets IP-65 requiremnents and EMC resistant the level of CE. </p> | <p>The KL-91 is a pressure transducer suitable for use in monitoring pressure of various high-purity fluids. The superior design provides for minimal “dead volume” which reduces the potential for contamination of the measured fluid. The KL-91 is available in two construction type: inline or insertion. The body construction meets IP-65 requiremnents and EMC resistant the level of CE.</p> <h4>Features</h4> <p>• ± 1 % full-scale accuracy <br> • All PFA/PTFE wetted part construction and PTFE coating on Alumina Sensor <br> • No 'O'-ring seals or fill fluids <br> • Choice of end fitting: Flare, Pillar, 20S, or Tube</p> | <table class="table table-bordered"> <tbody> <tr> <td> Material of Wetted Parts </td> <td> PFA / PTFE </td> </tr> <tr> <td> Material of Non-Wetted Parts </td> <td> Polypropylene </td> </tr> <tr> <td> Pressure Range </td> <td> &nbsp;-15 to 80 psi </td> </tr> <tr> <td> Allowable Maximum Pressure </td> <td> 120 psi </td> </tr> <tr> <td> Temperature Coefficient </td> <td> &nbsp;+/- 0.05 % F.S. / deg. C </td> </tr> <tr> <td> Power and Supply Current </td> <td> 24 VDC* ± 10% ( 2 wire system )<br> 10 ~ 24 VDC ( 3 wire system ) </td> </tr> <tr> <td> Analog Output </td> <td> 2 wire: 4 ~ 20 mA DC<br> ( Load Resistance: 500 Ω max. at 24 VDC )<br> 3 wire: 1 ~ 5 VDC , 0 ~ 10 VDC<br> ( Load Resistance: 10 k Ω min. ) </td> </tr> <tr> <td> Accuracy </td> <td> ± 1% F.S. </td> </tr> <tr> <td> Connection Sizes </td> <td> 1/4” , 3/8” , 1/2” , 3/4” , 1” </td> </tr> <tr> <td> Operating Temperature Range </td> <td> 10 to 80°C </td> </tr> <tr> <td> Operating Humidity Range </td> <td> 25 to 80% RH ( no condensation inside sensor ) </td> </tr> <tr> <td> Protection </td> <td> IP-65 </td> </tr> <tr> <td> Cable Length </td> <td> 2 m </td> </tr> <tr> <td> Weight </td> <td> 180 g ( with cable ) </td> </tr> </tbody> </table> | <p>High-purity DI water, and CMP slurry<br> Filtration condition monitoring<br> General pressure monitoring</p> | <table class="table table-bordered"> <tbody> <tr> <td>Product Data Sheet</td> <td><a href="#!" target="_blank">Product Data Sheet - KL91_Rev2</a></td> </tr> </tbody> </table> | pressure_sensors/kl_91/1.png | pressure_sensors/kl_91/1.png |  |  | pdf/Pressure Sensors/KL-91 Series Pressure Transducers/KL91_Rev2.pdf
Excess Flow Valves |  | 127 | M-VF Series Safety Excess Flow Valves |  | <p>The M-VF Series Safety Excess Flow Valves are engineered for fast automatic shut-off in case of line, hose, or fitting failure protecting plant, personnel, and instruments. Designed for protection of systems handling corrosive, toxic, radioactive, and flammable materials; the valve will instantly detect surges in the system and stop fluid flow. The M-VF Series operates effectively with all fluids, liquids or gases.</p> | <p>The M-VF Series Safety Excess Flow Valves are engineered for fast automatic shut-off in case of line, hose, or fitting failure protecting plant, personnel, and instruments. Designed for protection of systems handling corrosive, toxic, radioactive, and flammable materials; the valve will instantly detect surges in the system and stop fluid flow. The M-VF Series velocity fuse excess flow valve operates effectively with all fluids, liquids or gases.</p> <h4>Features</h4> <p>• High reliability<br> • Field adjustable<br> • Low pressure drop<br> • Right-angle flow</p> | <table class="table table-bordered"> <tbody> <tr> <td> Housing, End Plug, &amp; Adjusting Screw </td> <td> 316SS </td> </tr> <tr> <td> Magnets in Adjusting Screws &amp; Pistons </td> <td> Alnico 5 </td> </tr> <tr> <td> O-rings </td> <td> Viton </td> </tr> <tr> <td> Piston </td> <td> 316SS </td> </tr> <tr> <td> Pressure and Temperature Specifications </td> <td> &nbsp; </td> </tr> <tr> <td> Masimum Operating (psig) </td> <td> 3000 </td> </tr> <tr> <td> Burst (psig) </td> <td> 5000 </td> </tr> <tr> <td> Maximum Operating Temperature </td> <td> 149 C (300 F) </td> </tr> </tbody> </table> <table class="table table-bordered"> <tbody> <tr> <td> Port Size (FNPT) </td> <td colspan="2"> Shut Off Range <br> (Air / SCFM) </td> <td colspan="2"> Shut Off Range <br> (Water/GPM) </td> </tr> <tr> <td> 1/8" </td> <td> 0.0177 </td> <td> 5 </td> <td> 0.00264 </td> <td> 0.8 </td> </tr> <tr> <td> 1/4" </td> <td> 0.12 </td> <td> 35 </td> <td> 0.0264 </td> <td> 3.5 </td> </tr> <tr> <td> 3/8" </td> <td> 3 </td> <td> 60 </td> <td> 0.1 </td> <td> 4 </td> </tr> <tr> <td> 1/2" </td> <td> 5 </td> <td> 75 </td> <td> 0.5 </td> <td> 10 </td> </tr> <tr> <td> 3/4" </td> <td> 15 </td> <td> 130 </td> <td> 1 </td> <td> 20 </td> </tr> </tbody> </table> | <p>Compressed air and gas systems<br> Pollution control<br> Leak detection<br> Gas analyzers<br> Hydraulic lines<br> Sampling station operator protection<br> Regulator protection<br> Catastrophic failure protection</p> | <table class="table table-bordered"> <tbody> <tr> <td>Product Data Sheet</td> <td><a href="#!" target="_blank">Product Data Sheet - M_VF_PDS</a></td> </tr> <tr> <td>Installation Manual</td> <td><a href="#!" target="_blank">Installation Manual - M-VF_Instruction</a></td> </tr> </tbody> </table> | excess_flow_valves/m_vf/1.png | excess_flow_valves/m_vf/1.png |  |  | pdf/Excess Flow Valves/M-VF Series Safety Excess Flow Valves/M_VF_PDS.pdf , pdf/Excess Flow Valves/M-VF Series Safety Excess Flow Valves/M-VF_Instruction.PDF
Temperature | Infrared thermometers | 10 | testo 104-IR food safety thermometer - Food safety thermometer | 13612 | <p>Incoming food, food on display, food in storage: the testo 104-IR food safety thermometer allows you to carry out quick and reliable temperature and food safety checks in the course of your busy working day. Ideal for use in the food sector, restaurants and the retail industry.</p> <ul > <li> <i class="fa fa-check"></i> For carrying out surface and core temperature measurements </li> <li> <i class="fa fa-check"></i> With integrated probe and infrared laser </li> <li> <i class="fa fa-check"></i> 2-point laser and 10:1 optics for accurate measurements </li> <li> <i class="fa fa-check"></i> HACCP / EN 13485 compliant </li> </ul> | <p>The testo 104-IR food safety thermometer is ideal for carrying out temperature and food safety checks. Thanks to its folding mechanism, which makes it fit snugly in any pocket and could be available whenever you need it, to carry out checks on incoming goods, spot checks during transport or food inspections in the retail industry.</p> <h5>Food thermometer and infrared thermometer rolled into one</h5> <p>The testo 104-IR is equipped with a high-precision 2-point laser and 10:1 optics which show the exact measurement range and allow you to carry out quick and accurate non-contact surface temperature measurements.The 2-in-1thermometer is especially useful for checking incoming goods and for scanning the surface temperature of individual food products as well as whole pallets. The folding probe thermometer is used to measure the core temperature of food products like meat and sausage meat for example. It generally comes into play when the infrared surface measurements are not within the prescribed thresholds. The probe can be folded away when not in use to protect against breakage. </p> <h5>Quick and easy to use. Tried and tested in the field</h5> <p>The food thermometer is immediately activated when the probe sensor is folded down. Simply press a key to start the infrared measurement. The results are presented on a large, easy-to-read display. No need of instructing users for how to use, thanks to easy and self- explanatory keys. Last but by no means least, the food safety infrared thermometer is waterproof and IP65 rated.</p> <h5>Areas of Application</h5> <p>It doesn’t matter whether the food in question isbeing delivered, is in transit or in storage &ndash;in all three cases it is imperative that the cold chainis maintained at all times. The testo 104-IR food safety thermometer is ideal for ensuringthat the prescribed temperature is maintained at each point in the cold chain. And like all the testo temperature meters for the food industry thetesto 104-IR is EN 13485 certified and HACCP compliant.</p> <h4>Delivery Scope</h4> <p>Testo 104-IR waterproof infrared food safety thermometer, fold-away probe, batteries, calibration protocol.</p> | <table class="table table-bordered"> <thead> <tr> <th colspan="2">Temperature - NTC</th> </tr> </thead> <tbody> <tr> <td >Measuring range</td> <td> -50 to +250 °C </td> </tr> <tr> <td >Accuracy</td> <td> ±1 °C (-50.0 to -30.1 °C) ±0.5 °C (-30.0 to +99.9 °C) ±1 % of mv (Remaining Range) </td> </tr> <tr> <td >Resolution</td> <td> 0.1 °C </td> </tr> </tbody> </table> <table class="table table-bordered"> <thead> <tr> <th colspan="2">Temperature - Infrared</th> </tr> </thead> <tbody> <tr> <td >Measuring range</td> <td> -30 to +250 °C </td> </tr> <tr> <td >Accuracy</td> <td> ±2.5 °C (-30 to -20.1 °C) ±2.0 °C (-20 to -0.1 °C) ±1.5 °C or ±1.5 % of mv (Remaining Range) </td> </tr> <tr> <td >Measuring rate</td> <td> 0.5 s </td> </tr> <tr> <td >Infrared resolution</td> <td> 0.1 °C </td> </tr> </tbody> </table> <table class="table table-bordered"> <thead> <tr> <th colspan="2">General technical data</th> </tr> </thead> <tbody> <tr> <td >Operating temperature</td> <td> -20 to +50 °C </td> </tr> <tr> <td >Housing</td> <td> ABS / TPE / PC, diecast zinc, stainless steel </td> </tr> <tr> <td >Protection class</td> <td> IP65 </td> </tr> <tr> <td >Laser spot</td> <td> on / off </td> </tr> <tr> <td >Measurement value</td> <td> Temperature °C / °F / °R </td> </tr> <tr> <td >Measurement mode</td> <td> Hold or auto hold (immersion probe) </td> </tr> <tr> <td >Dimensions (probe folded out)</td> <td> 281 x 48 x 21 mm </td> </tr> <tr> <td >Dimensions (probe not folded out)</td> <td> 178 x 48 x 21 mm </td> </tr> <tr> <td >Standards</td> <td> EN 13485 </td> </tr> <tr> <td >Warranty</td> <td> 2 years </td> </tr> <tr> <td >Battery type</td> <td> 2 AAA micro batteries </td> </tr> <tr> <td >Battery life</td> <td> 10 h </td> </tr> <tr> <td >Display type</td> <td> LCD </td> </tr> <tr> <td >Display size</td> <td> one-line </td> </tr> <tr> <td >Display ligthing</td> <td> illuminated </td> </tr> <tr> <td >Storage temperature</td> <td> -30 to +50 °C </td> </tr> <tr> <td >Weight</td> <td> 197 g (incl. batteries) </td> </tr> </tbody> </table> | <h4>Temperature checking for incoming goods and during transport and storage</h4> <p>The temperature of foods has a crucial influence on the formation and proliferation of germs and therefore on product quality and consumer health. In order to ensure food safety, there is therefore an obligation to monitor the temperatures of foods and to check that cooling chain compliance is uninterrupted. Among the measures used to achieve this is checking temperature on receipt and during transport and storage of the goods. The testo 104-IR infrared and penetration thermometer helps you to do this. It offers:</p> <ul> <li> <i class="fa fa-check"></i>Fast scanning of the goods delivered using infrared measuring technology</li><li> <i class="fa fa-check"></i>Immediate checking where values are critical via fold-out penetration probe</li><li> <i class="fa fa-check"></i>Simple display of the measuring range via 2-point laser</li><li> <i class="fa fa-check"></i>Robustness thanks to a waterproof housing</li><li> <i class="fa fa-check"></i>HACCP-compliant measurement</li> </ul> | <table class="table table-bordered"> <tbody> <tr> <td rowspan="2">Product Brochures</td> <td><a href="#!" target="_blank">Productbrochure testo 104 IR (PDF, 251.6 kB) </a></td> </tr> <tr> <td><a href="#!" target="_blank">Declaration of Conformity according to Reg. (EU) 1935/2004 (PDF, 118 kB) </a></td> </tr> <tr> <td>Manuals </td> <td><a href="#!" target="_blank">Instruction manual testo 104-IR (PDF, 1.4 MB) </a> </td> </tr> </tbody> </table> | temperature/infraredthermometer/food_safety_thermometer/1.jpg | temperature/infraredthermometer/food_safety_thermometer/2.jpg | temperature/infraredthermometer/food_safety_thermometer/3.jpg | temperature/infraredthermometer/food_safety_thermometer/4.jpg | pdf/temperature/infraredthermometer/Food safety thermometer/testo1.pdf, pdf/temperature/infraredthermometer/Food safety thermometer/testo2.pdf, pdf/temperature/infraredthermometer/Food safety thermometer/testo3.pdf
Temparature | Air temperature measuring instruments | 11 | testo 925 - temperature thermometer | 10695 | <p>This temperature thermometer is particularly practical because it enables virtually any kind of temperature measurement. Whether for surface, air or immersion/penetration measurement: with the testo 925 temperature thermometer you can rely on our all-rounder in heating engineering, the sanitation sector and refrigeration and air conditioning technology.</p> <ul > <li> <i class="fa fa-check"></i> An attachable temperature probe and a radio temperature probe can be connected </li> <li> <i class="fa fa-check"></i> Large range of fast temperature probes on offer for surface, air or immersion/penetration measurement (optional) </li> <li> <i class="fa fa-check"></i> Continuous display of min./max. values </li> <li> <i class="fa fa-check"></i> Acoustic alarm sounds when limit values are exceeded </li> </ul> | <h4 > Product Description </h4> <p> The testo 925 temperature measuring instrument is our all-rounder for temperature measurement in heating engineering, the sanitation sector and refrigeration and air conditioning technology. Take advantage of the thermocouple technology of the attachable temperature probes (type K thermocouple) with this temperature measuring instrument. It enables fast temperature checks and a large temperature measuring range from -50 to +1000 °C (the measuring range is dependent on the probe selected).<br> <br> <strong>The testo 925 temperature measuring instrument meets a wide range of practical requirements</strong><br> <br> You can attach a type K thermocouple temperature probe to the testo 925. Measurement data transfer by radio means the reading from a wireless radio temperature probe can also be displayed. To meet the wide range of practical requirements, we also offer the possibility of ordering the following probe models: </p> <ul> <li> <i class="fa fa-check"></i><strong>Temperature probes for surface measurement</strong>: for instance, probes with a clamping bracket enable temperature checks on pipes, probes with a sprung sensor element allow temperature measurement on uneven surfaces and temperature probes with a magnet enable measurement on metal surfaces in this area</li> <li> <i class="fa fa-check"></i><strong>Temperature probes for immersion/penetration measurement:</strong> discover our range of immersion/penetration probes &ndash; from flexible or robust, via high-precision, to waterproof</li> <li> <i class="fa fa-check"></i><strong>Temperature probes for air measurement:</strong> the open sensor element ensures fast response times for air temperature measurement in this area</li> </ul> <p> Choose the optimum features to meet your needs from our wide range of fast, reliable temperature probes (type K thermocouple) in the "Probes" tab.<br> <br> <strong>Temperature checking with the testo 925: focus on all the benefits</strong> </p> <ul> <li> <i class="fa fa-check"></i><strong>Great features:</strong> large, illuminated display, current values shown, continuous display of min./max. values, hold function to retain readings, acoustic alarm when limit values are exceeded (you can determine the limit values yourself)</li> <li> <i class="fa fa-check"></i><strong>Practical optional accessories:</strong> do you know about our little testo fast printer? It prints out your measurement results quickly and correctly right there on the spot. Or the TopSafe protective case? When a probe is connected, it ensures the instrument is protected against water and dirt according to protection class IP 65. Our handy bag and transport case ensure safe storage of the temperature measuring instrument and probes</li> <li> <i class="fa fa-check"></i><strong>Measurement data transfer by radio:</strong> the optional radio module means that on the testo 925 you can also receive readings from a radio temperature probe, in addition to the attachable temperature probe. The radio temperature probe sends readings to the measuring instrument over a distance of up to 20 metres where there are no obstructions</li> </ul> <p>&nbsp;</p> <h4 > Delivery Scope </h4> <p> testo 925 digital temperature thermometer, including batteries and calibration protocol.<br> Note: the temperature measuring instrument requires a probe for commissioning (not included in the scope of delivery).<br> <br> &nbsp; </p> | <table class="table table-bordered"> <thead> <tr> <th colspan="2">Temperature - TC Type K (NiCr-Ni)</th> </tr> </thead> <tbody> <tr> <td >Measuring range</p></td> <td> -50 to +1000 °C</p> </td> </tr> <tr> <td >Accuracy</p></td> <td> ±(0.5 °C + 0.3 % of mv) (-40 to +900 °C)</p> ±(0.7 °C + 0.5 % of mv) (Remaining Range)</p> </td> </tr> <tr> <td >Resolution</p></td> <td> 0.1 °C (-50 to +199.9 °C)</p> 1 °C (Remaining Range)</p> </td> </tr> </tbody> </table> <table class="table table-bordered"> <thead> <tr> <th colspan="2">General technical data</th> </tr> </thead> <tbody> <tr> <td >Dimensions</p></td> <td> 182 x 65 x 40 mm</p> </td> </tr> <tr> <td >Operating temperature</p></td> <td> -20 to +50 °C</p> </td> </tr> <tr> <td >Housing</p></td> <td> ABS</p> </td> </tr> <tr> <td >Number of channels</p></td> <td> 1-channel</p> </td> </tr> <tr> <td >Warranty</p></td> <td> 2 years</p> </td> </tr> <tr> <td >Battery type</p></td> <td> 9V block battery, 6F22</p> </td> </tr> <tr> <td >Battery life</p></td> <td> 200 h (connected probe, backlight off); 45 h (radio mode, backlight off); 68 h (connected probe, backlight always on); 33 h (radio mode, backlight always on)</p> </td> </tr> <tr> <td >Storage temperature</p></td> <td> -40 to +70 °C</p> </td> </tr> <tr> <td >Weight</p></td> <td> 171 g</p> </td> </tr> </tbody> </table> |  | <table class="table table-bordered"> <tbody> <tr> <td>Product Brochures</td> <td><a href="#!" target="_blank">Product brochure testo 925 (application/pdf, 667 KB) </a></td> </tr> <tr> <td>Manuals </td> <td><a href="#!" target="_blank">Instruction manual testo 925 (PDF, 147.0 kB) </a> </td> </tr> </tbody> </table> | temperature/airtemperature/air_temperature_measuring_instruments/air1.jpg | temperature/airtemperature/air_temperature_measuring_instruments/air2.jpg | temperature/airtemperature/air_temperature_measuring_instruments/air3.jpg | temperature/airtemperature/air_temperature_measuring_instruments/air4.jpg | pdf/temperature/airtemperature/Air Temperature measuring instruments/testo-925-IN.pdf, pdf/temperature/airtemperature/Air Temperature measuring instruments/testo-925-IN2.pdf
Temperature | Surface thermometer | 50 | testo 925 - temperature thermometer | 10695 | <p>This temperature thermometer is particularly practical because it enables virtually any kind of temperature measurement. Whether for surface, air or immersion/penetration measurement: with the testo 925 temperature thermometer you can rely on our all-rounder in heating engineering, the sanitation sector and refrigeration and air conditioning technology.</p> <ul> <li> <i class="fa fa-check"></i> An attachable temperature probe and a radio temperature probe can be connected </li> <li> <i class="fa fa-check"></i> Large range of fast temperature probes on offer for surface, air or immersion/penetration measurement (optional) </li> <li> <i class="fa fa-check"></i> Continuous display of min./max. values </li> <li> <i class="fa fa-check"></i> Acoustic alarm sounds when limit values are exceeded </li> </ul> | <h4 > Product Description </h4> <p> The testo 925 temperature measuring instrument is our all-rounder for temperature measurement in heating engineering, the sanitation sector and refrigeration and air conditioning technology. Take advantage of the thermocouple technology of the attachable temperature probes (type K thermocouple) with this temperature measuring instrument. It enables fast temperature checks and a large temperature measuring range from -50 to +1000 °C (the measuring range is dependent on the probe selected).<br> <br> <strong>The testo 925 temperature measuring instrument meets a wide range of practical requirements</strong><br> <br> You can attach a type K thermocouple temperature probe to the testo 925. Measurement data transfer by radio means the reading from a wireless radio temperature probe can also be displayed. To meet the wide range of practical requirements, we also offer the possibility of ordering the following probe models: </p> <ul> <li> <i class="fa fa-check"></i><strong>Temperature probes for surface measurement</strong>: for instance, probes with a clamping bracket enable temperature checks on pipes, probes with a sprung sensor element allow temperature measurement on uneven surfaces and temperature probes with a magnet enable measurement on metal surfaces in this area</li> <li> <i class="fa fa-check"></i><strong>Temperature probes for immersion/penetration measurement:</strong> discover our range of immersion/penetration probes &ndash; from flexible or robust, via high-precision, to waterproof</li> <li> <i class="fa fa-check"></i><strong>Temperature probes for air measurement:</strong> the open sensor element ensures fast response times for air temperature measurement in this area</li> </ul> <p> Choose the optimum features to meet your needs from our wide range of fast, reliable temperature probes (type K thermocouple) in the "Probes" tab.<br> <br> <strong>Temperature checking with the testo 925: focus on all the benefits</strong> </p> <ul> <li> <i class="fa fa-check"></i><strong>Great features:</strong> large, illuminated display, current values shown, continuous display of min./max. values, hold function to retain readings, acoustic alarm when limit values are exceeded (you can determine the limit values yourself)</li> <li> <i class="fa fa-check"></i><strong>Practical optional accessories:</strong> do you know about our little testo fast printer? It prints out your measurement results quickly and correctly right there on the spot. Or the TopSafe protective case? When a probe is connected, it ensures the instrument is protected against water and dirt according to protection class IP 65. Our handy bag and transport case ensure safe storage of the temperature measuring instrument and probes</li> <li> <i class="fa fa-check"></i><strong>Measurement data transfer by radio:</strong> the optional radio module means that on the testo 925 you can also receive readings from a radio temperature probe, in addition to the attachable temperature probe. The radio temperature probe sends readings to the measuring instrument over a distance of up to 20 metres where there are no obstructions</li> </ul> <p>&nbsp;</p> <h4> Delivery Scope </h4> <p> testo 925 digital temperature thermometer, including batteries and calibration protocol.<br> Note: the temperature measuring instrument requires a probe for commissioning (not included in the scope of delivery).<br> <br> &nbsp; </p> | <table class="table table-bordered"> <thead> <tr> <th colspan="2">Temperature - TC Type K (NiCr-Ni)</th> </tr> </thead> <tbody> <tr> <td>Measuring range</td> <td> -50 to +1000 °C </td> </tr> <tr> <td >Accuracy</td> <td> ±(0.5 °C + 0.3 % of mv) (-40 to +900 °C) ±(0.7 °C + 0.5 % of mv) (Remaining Range) </td> </tr> <tr> <td >Resolution</td> <td> 0.1 °C (-50 to +199.9 °C) 1 °C (Remaining Range) </td> </tr> </tbody> </table> <table class="table table-bordered"> <thead> <tr> <th colspan="2">General technical data</th> </tr> </thead> <tbody> <tr> <td >Dimensions</td> <td> 182 x 65 x 40 mm </td> </tr> <tr> <td >Operating temperature</td> <td> -20 to +50 °C </td> </tr> <tr> <td >Housing</td> <td> ABS </td> </tr> <tr> <td >Number of channels</td> <td> 1-channel </td> </tr> <tr> <td >Warranty</td> <td> 2 years </td> </tr> <tr> <td >Battery type</td> <td> 9V block battery, 6F22 </td> </tr> <tr> <td >Battery life</td> <td> 200 h (connected probe, backlight off); 45 h (radio mode, backlight off); 68 h (connected probe, backlight always on); 33 h (radio mode, backlight always on) </td> </tr> <tr> <td >Storage temperature</td> <td> -40 to +70 °C </td> </tr> <tr> <td >Weight</td> <td> 171 g </td> </tr> </tbody> </table> |  | <table class="table table-bordered"> <tbody> <tr> <td>Product Brochures</td> <td><a href="#!" target="_blank">Product brochure testo 925 (application/pdf, 667 KB) </a></td> </tr> <tr> <td>Manuals </td> <td><a href="#!" target="_blank">Instruction manual testo 925 (PDF, 147.0 kB) </a> </td> </tr> </tbody> </table> | temperature/surface_thermometer/temperature_thermometer/temp2.jpg | temperature/surface_thermometer/temperature_thermometer/tem1.jpg | temperature/surface_thermometer/temperature_thermometer/temp4.jpg | temperature/surface_thermometer/temperature_thermometer/temp3.jpg | pdf/temperature/surface thermometer/temperature thermometer/testo-925-IN1.pdf, pdf/temperature/surface thermometer/temperature thermometer/testo-925-Instruction.pdf
Temperature | Immersion / Penetration thermometer | 51 | testo 104-IR food safety thermometer - Food safety thermometer | 13612 | <p >Incoming food, food on display, food in storage: the testo 104-IR food safety thermometer allows you to carry out quick and reliable temperature and food safety checks in the course of your busy working day. Ideal for use in the food sector, restaurants and the retail industry. </p> <ul > <li> <i class="fa fa-check"></i> For carrying out surface and core temperature measurements </li> <li> <i class="fa fa-check"></i> With integrated probe and infrared laser </li> <li> <i class="fa fa-check"></i> 2-point laser and 10:1 optics for accurate measurements </li> <li> <i class="fa fa-check"></i> HACCP / EN 13485 compliant </li> </ul> | <h4 > Product Description </h4> <p> The testo 104-IR food safety thermometer is ideal for carrying out temperature and food safety checks. Thanks to its folding mechanism, which makes it fit snugly in any pocket and could be available whenever you need it, to carry out checks on incoming goods, spot checks during transport or food inspections in the retail industry.<br> <strong>Food thermometer and infrared thermometer rolled into one</strong><br> The testo 104-IR is equipped with a high-precision 2-point laser and 10:1 optics which show the exact measurement range and allow you to carry out quick and accurate non-contact surface temperature measurements.The 2-in-1thermometer is especially useful for checking incoming goods and for scanning the surface temperature of individual food products as well as whole pallets.<br> The folding probe thermometer is used to measure the core temperature of food products like meat and sausage meat for example. It generally comes into play when the infrared surface measurements are not within the prescribed thresholds. The probe can be folded away when not in use to protect against breakage.<br> <br> <strong>Quick and easy to use. Tried and tested in the field</strong><br> The food thermometer is immediately activated when the probe sensor is folded down. Simply press a key to start the infrared measurement. The results are presented on a large, easy-to-read display. No need of instructing users for&nbsp; how to use, thanks to&nbsp; easy and self- explanatory keys. Last but by no means least, the food safety infrared thermometer is waterproof and IP65 rated.<br> <br> <strong>Areas of Application</strong><br> It doesn’t matter whether the food in question isbeing delivered, is in transit or in storage &ndash;in all three cases it is imperative that the cold chainis maintained at all times. The testo 104-IR food safety thermometer is ideal for ensuringthat the prescribed temperature is maintained at each point in the cold chain. And like all the testo temperature meters for the food industry thetesto 104-IR is EN 13485 certified and HACCP compliant. </p> <p>&nbsp;</p> <h4 > Delivery Scope </h4> <p> testo 104-IR waterproof infrared food safety thermometer, fold-away probe, batteries, calibration protocol. </p> | <table class="table table-bordered"> <thead> <tr> <th colspan="2">Temperature - NTC</th> </tr> </thead> <tbody> <tr> <td>Measuring range</td> <td> -50 to +250 °C </td> </tr> <tr> <td>Accuracy</td> <td> ±1 °C (-50.0 to -30.1 °C) ±0.5 °C (-30.0 to +99.9 °C) ±1 % of mv (Remaining Range) </td> </tr> <tr> <td>Resolution</td> <td> 0.1 °C </td> </tr> </tbody> </table> <table class="table table-bordered"> <thead> <tr> <th colspan="2">Temperature - Infrared</th> </tr> </thead> <tbody> <tr> <td>Measuring range</td> <td> -30 to +250 °C </td> </tr> <tr> <td>Accuracy</td> <td> ±2.5 °C (-30 to -20.1 °C) ±2.0 °C (-20 to -0.1 °C) ±1.5 °C or ±1.5 % of mv (Remaining Range) </td> </tr> <tr> <td>Measuring rate</td> <td> 0.5 s </td> </tr> <tr> <td>Infrared resolution</td> <td> 0.1 °C </td> </tr> </tbody> </table> <table class="table table-bordered"> <thead> <tr> <th colspan="2">General technical data</th> </tr> </thead> <tbody> <tr> <td>Operating temperature</td> <td> -20 to +50 °C </td> </tr> <tr> <td>Housing</td> <td> ABS / TPE / PC, diecast zinc, stainless steel </td> </tr> <tr> <td>Protection class</td> <td> IP65 </td> </tr> <tr> <td>Laser spot</td> <td> on / off </td> </tr> <tr> <td>Measurement value</td> <td> Temperature °C / °F / °R </td> </tr> <tr> <td>Measurement mode</td> <td> Hold or auto hold (immersion probe) </td> </tr> <tr> <td>Dimensions (probe folded out)</td> <td> 281 x 48 x 21 mm </td> </tr> <tr> <td>Dimensions (probe not folded out)</td> <td> 178 x 48 x 21 mm </td> </tr> <tr> <td>Standards</td> <td> EN 13485 </td> </tr> <tr> <td>Warranty</td> <td> 2 years </td> </tr> <tr> <td>Battery type</td> <td> 2 AAA micro batteries </td> </tr> <tr> <td>Battery life</td> <td> 10 h </td> </tr> <tr> <td>Display type</td> <td> LCD </td> </tr> <tr> <td>Display size</td> <td> one-line </td> </tr> <tr> <td>Display ligthing</td> <td> illuminated </td> </tr> <tr> <td>Storage temperature</td> <td> -30 to +50 °C </td> </tr> <tr> <td>Weight</td> <td> 197 g (incl. batteries) </td> </tr> </tbody> </table> | <h4>Temperature checking for incoming goods and during transport and storage</h4> <p>The temperature of foods has a crucial influence on the formation and proliferation of germs and therefore on product quality and consumer health. In order to ensure food safety, there is therefore an obligation to monitor the temperatures of foods and to check that cooling chain compliance is uninterrupted. Among the measures used to achieve this is checking temperature on receipt and during transport and storage of the goods. The testo 104-IR infrared and penetration thermometer helps you to do this. It offers:</p> <p></p><ul> <li> <i class="fa fa-check"></i>Fast scanning of the goods delivered using infrared measuring technology</li><li> <i class="fa fa-check"></i>Immediate checking where values are critical via fold-out penetration probe</li><li> <i class="fa fa-check"></i>Simple display of the measuring range via 2-point laser</li><li> <i class="fa fa-check"></i>Robustness thanks to a waterproof housing</li><li> <i class="fa fa-check"></i>HACCP-compliant measurement</li> </ul><p></p> | <tbody> <tr> <td rowspan="2">Product Brochures</td> <td><a href="#!" target="_blank">Productbrochure testo 104 IR (PDF, 251.6 kB) </a></td> </tr> <tr> <td><a href="#!" target="_blank">Declaration of Conformity according to Reg. (EU) 1935/2004 (PDF, 118 kB) </a></td> </tr> <tr> <td>Manuals </td> <td><a href="#!" target="_blank">Instruction manual testo 104-IR (PDF, 1.4 MB) </a> </td> </tr> </tbody> </table> | temperature/immersion/food_safety_thermometer/testo1.jpg | temperature/immersion/food_safety_thermometer/testo2.jpg | temperature/immersion/food_safety_thermometer/testo3.jpg | temperature/immersion/food_safety_thermometer/testo4.jpg | pdf/temperature/immersion/food safety thermometer/20160201_Declaration_of_conformity.pdf, pdf/temperature/immersion/food safety thermometer/testo-104-IR-Instruction.pdf, pdf/temperature/immersion/food safety thermometer/testo-immersion1.pdf
Temperature | Self-adhesive temperature films | 52 | testoterm - Temperature strips (+71 … +110 °C) | 2443 | <p> itemprop="description">testoterm thermometer strips (10 off)</p> <ul> <li> <i class="fa fa-check"></i> Measuring range +71 °C to +110 °C </li> <li> <i class="fa fa-check"></i> Change color within 2 to 3 seconds </li> <li> <i class="fa fa-check"></i> when thresholds are exceeded Measuring range +37 °C to +65 °C </li> <li> <i class="fa fa-check"></i> Ideal for monitoring the temperature of moving or small objects and long-term monitoring of transport and storage temperatures </li> </ul> | <h4> Product Description </h4> <p> Testoterm self-adhesive temperature measurement strips are thin, temperature-sensitive pieces of film which change their color when the temperature exceeds a specific value. This makes them ideal for monitoring the temperature of products and processes where the temperature is not allowed to exceed a certain limit, i.e. for moving or small objects like circuit boards, for long-term monitoring of storage and transport temperatures, in laboratories, in automobile technology, in aviation and in astronautics. <h5>The temperature strips in action</h5> The temperature strips are available in booklets of 10. The strips are peeled off and applied to the object you wish to measure.<br> <br> The strips have a temperature scale ranging from +71 °C to +110 °C which is divided into little white boxes. As soon as a specific temperature has been exceeded, the strip changes color in the relevant boxes in the space of 2 to 3 seconds. The temperature steps for the individual boxes are as follows: 71 °C, 77 °C, 82 °C, 88 °C, 93 °C, 99 °C, 104 °C and 110 °C.<br> <br> When the strips change color, they do so irreversibly. When a certain temperature has been exceeded, the color does not change back again when the temperature returns to previous levels. This allows you to see that critical thresholds have been exceeded even when the temperatures have returned to the levels they were before the limit was reached. This makes them ideal for use in storage and transport.<br> <br> We are also able to provide you with temperature strips for monitoring other temperature ranges. The following measuring ranges are available:</p> <ul> <li> <i class="fa fa-check"></i>+37 ... +65 °C</li> <li> <i class="fa fa-check"></i>+116 ... +154 °C</li> <li> <i class="fa fa-check"></i>+161 ... +204 °C</li> <li> <i class="fa fa-check"></i>+204 ... +260 °C</li> </ul> <p>&nbsp;</p> <h5> Delivery Scope </h5> <p> testoterm temperature measurement strips for measurement ranges from +71 °C to +110 °C, 10 strips per booklet.<br> <strong>Please note:</strong> special prices available for orders exceeding 5 booklets.<br> <br> &nbsp; </p> | <table class="table table-bordered"> <thead> <tr> <th colspan="2">General technical data</th> </tr> </thead> <tbody> <tr> <td>Dimensions</td> <td> 50 x 18 mm </td> </tr> <tr> <td >Operating temperature</td> <td> +71 to +110 °C </td> </tr> <tr> <td >Storage temperature</td> <td> max. +25 °C ¹⁾ </td> </tr> </tbody> </table> <p>1) Storage in refrigerator is recommended. The maximum transportation temperature is +25 °C and may not be exceeded. Storage up to 2 years.</p> <table class="table table-bordered"> <thead> <tr> <th colspan="2">Temperature</th> </tr> </thead> <tbody> <tr> <td >Measuring range</td> <td> +71 to +110 °C </td> </tr> <tr> <td >Accuracy</td> <td> ±1.5 °C </td> </tr> </tbody> </table> | NULL | <table class="table table-bordered"> <tbody> <tr> <td rowspan="2">Product Brochures</td> <td><a href="#!" target="_blank">Product brochure Temperature Strips (PDF, 475.9 kB) </a></td> </tr> </tbody> </table> | temperature/selfAdhesive/temperatureStrips/temp_strip1.jpg | temperature/selfAdhesive/temperatureStrips/temp_strip2.jpg |  |  | pdf/temperature/selfAdhesive/temperatureStrips/Strips-0981-9424-IN.pdf
Air flow | Anemometer | 16 | testo 480 - Digital temperature, humidity and air flow meter |  | <p >Air flow measurements in ducts, temperature measurements in laboratories, humidity measurements in production, pressure difference measurements in clean rooms. The testo 480 digital temperature, humidity and air flow meter is a one stop solution with a wide range of optional sensors which equips you to measure, analyse and log these and a variety of other parameters with only one device.</p> <ul> <li> <i class="fa fa-check"></i> High-quality optional sensors for measuring air flow, temperature, humidity, pressure,degree of turbulence, heat radiation, CO2, illumination intensity, PMV/PPD and WBGT </li> <li> <i class="fa fa-check"></i> High-precision, integrated pressure sensor included </li> <li> <i class="fa fa-check"></i> Pro-software for easy and efficient analysis andlogging included </li> <li> <i class="fa fa-check"></i> Intelligent calibrationconcept </li> </ul> | <h4> Product Description </h4> <p> The easy-to-use testo 480 is a high-precision digital temperature, humidity and air flow meter which allows you to measure, analyze and log all relevant ventilation and indoor air quality parameters with only one device.<br> <br> The high-precision digital temperature, humidity and air flow meter is designed to provide independent experts, consultants, technical service providers and HVAC technicians in the field of ventilation and indoor air quality with an efficient means of carrying out all their measurements – i.e. norm-compliant setting and adjustment of airconditioning and ventilation systems in offices, residential and industrial buildings –using just one single device.<br> <br> It is also designed to check quality parameters in production and processing quickly and reliably.<br> <br> To know more about the applications that the testo 480 digital temperature, humidity and air flow meter can be used for, please click on the tab labeled applications.<br> <br> <br> <strong>The intelligent concept behind the testo 480</strong><br> <br> The testo 480 has a built-in, high-precision difference pressure sensor for pitot static tube measurements and filter/clean room monitoring. There is also a wide range of high-quality optional sensors for carrying out the following measurements:<br> <br> -&nbsp; Air flow and volume flow(also fume cupboard measurements)<br> -&nbsp; Temperature<br> -&nbsp; Humidity<br> -&nbsp; Pressure (difference and absolute pressure)<br> -&nbsp; CO2<br> -&nbsp; Illumination intensity<br> -&nbsp; PMV/PPD<br> -&nbsp; Heatradiation<br> -&nbsp; Degreeofturbulence<br> -&nbsp; WBGTIndex<br> <br> The testo 480 digital temperature, humidity and air flow meter comes with a wide range of optional sensors and accessories – like the wireless testo quick printer for print outs on site –which allows you to customize your meter to suit your own pocket and meet your own needs.<br> <br> <strong>State-of-the-art technology for HVAC technicians and experts</strong><br> <br> The testo 480 was designed to make your work more efficient and life easier. The high-quality, easy-to-use digital temperature, humidity and air flow meter can be used to measure all relevant ventilation and air conditioning parameters and carry out long-term measurements with only one device with a huge memory that can save up to 60 million measurements and a set of integrated programs that guide you through the following measurements step by step.<br> <br> -&nbsp; VAC measurements in compliance with EN 12599<br> -&nbsp; Degree of turbulence measurementsin compliance with EN 12599<br> -&nbsp; PMV/PPD measurement in compliance with ISO 7730<br> -&nbsp; WBGT measurement in compliance with ISO 7243<br> <br> <strong>“Easy Climate” PC software</strong><br> <br> The “Easy Climate” software allows your readings to be transferred directly to a PC via a USB cable where they can then be presented, analyzedor logged. A specially developed protocol designer enables you to create protocols to suit your customers’ needs and the optional testoquick printer provides you with printouts on site.<br> <br> <strong>Digital sensors and intelligent calibration concept</strong><br> <br> The optional testo digital sensors provide you with highly accurate results as there is no measurement inaccuracy from the meter. In addition, any deviations which are determined during calibration can be saved to the digital sensor. These deviations are compensated automatically giving you a zero error value. The intelligent sensors alert the user when the next calibration – which can be carried out by hand thereby ensuring that you always have your meter with you when you need it – is due.<br> <br> The testo 480 digital temperature, humidity and air flow meter has a built-in, high-precision difference pressure sensor with a measuring range from -100 to +100 hPa and connection possibilities for a further three optional digital and two temperature (type Kthermocouple sensors).<br> &nbsp; </p> <p>&nbsp;</p> <h4 > Delivery Scope </h4> <p> testo 480 digital temperature, humidity and air flow meter, integrated difference pressure sensor, “Easy Climate” software, power adaptor, USB cable, calibration certificate.<br> Please note: the sensors and accessories described in the product presentation above are all optional and must be ordered separately.<br> &nbsp; </p> | <table class="table table-bordered"> <thead> <tr> <th colspan="2">Temperature - Pt100</th> </tr> </thead> <tbody> <tr> <td>Measuring range</td> <td> -100 to +400 °C </td> </tr> <tr> <td>Resolution</td> <td> 0.01 °C </td> </tr> </tbody> </table> <table class="table table-bordered"> <thead> <tr> <th colspan="2">Temperature - TC Type K (NiCr-Ni)</th> </tr> </thead> <tbody> <tr> <td>Measuring range</td> <td> -200 to +1370 °C </td> </tr> <tr> <td>Accuracy</td> <td> ±(0.3 °C to 0.1 % of mv) </td> </tr> <tr> <td>Resolution</td> <td> 0.1 °C </td> </tr> </tbody> </table> <table class="table table-bordered"> <thead> <tr> <th colspan="2">Humidity - Capacitive</th> </tr> </thead> <tbody> <tr> <td>Measuring range</td> <td> 0 to 100 %RH </td> </tr> <tr> <td>Resolution</td> <td> 0.1 %RH </td> </tr> </tbody> </table> <table class="table table-bordered"> <thead> <tr> <th colspan="2">Velocity - Vane anemometer</th> </tr> </thead> <tbody> <tr> <td>Measuring range</td> <td> 0.6 to +50 m/s (vane anemometer Ø 16 mm) 0.1 to +15 m/s (vane anemometer Ø 100 mm) </td> </tr> <tr> <td>Resolution</td> <td> 0.1 m/s (vane anemometer Ø 16 mm) 0.01 m/s (vane anemometer Ø 100 mm) </td> </tr> </tbody> </table> <table class="table table-bordered"> <thead> <tr> <th colspan="2">Velocity - Hot wire anemometer</th> </tr> </thead> <tbody> <tr> <td>Measuring range</td> <td> 0 to +20 m/s </td> </tr> <tr> <td>Resolution</td> <td> 0.01 m/s </td> </tr> </tbody> </table> <table class="table table-bordered"> <thead> <tr> <th colspan="2">Ambient CO₂</th> </tr> </thead> <tbody> <tr> <td>Measuring range</td> <td> 0 to 10000 ppm CO₂ </td> </tr> <tr> <td>Resolution</td> <td> 1 ppm CO₂ </td> </tr> </tbody> </table> <table class="table table-bordered"> <thead> <tr> <th colspan="2">Comfort level measurement</th> </tr> </thead> <tbody> <tr> <td>Measuring range</td> <td> 0 to +5 m/s </td> </tr> <tr> <td>Resolution</td> <td> 0.01 m/s </td> </tr> </tbody> </table> <table class="table table-bordered"> <thead> <tr> <th colspan="2">Differential pressure (internal sensor) - Piezoresistive</th> </tr> </thead> <tbody> <tr> <td>Measuring range</td> <td> -100 to +100 hPa </td> </tr> <tr> <td>Accuracy</td> <td> ±(0.3 Pa + 1 % of mv) (0 to +25 hPa) ±(0.1 hPa + 1.5 % of mv) (+25.001 to +100 hPa) </td> </tr> <tr> <td>Resolution</td> <td> 0.001 hPa </td> </tr> </tbody> </table> <table class="table table-bordered"> <thead> <tr> <th colspan="2">Light</th> </tr> </thead> <tbody> <tr> <td>Measuring range</td> <td> 0 to 100000 Lux </td> </tr> <tr> <td>Resolution</td> <td> 1 Lux </td> </tr> </tbody> </table> <table class="table table-bordered"> <thead> <tr> <th colspan="2">Absolute Pressure (internal sensor and external probe)</th> </tr> </thead> <tbody> <tr> <td>Measuring range</td> <td> 700 to 1100 hPa </td> </tr> <tr> <td>Accuracy</td> <td> ±3 hPa </td> </tr> <tr> <td>Resolution</td> <td> 0.1 hPa </td> </tr> </tbody> </table> <table class="table table-bordered"> <thead> <tr> <th colspan="2">General technical data</th> </tr> </thead> <tbody> <tr> <td>Operating temperature</td> <td> 0 to +40 °C </td> </tr> <tr> <td>Protection class</td> <td> IP30 </td> </tr> <tr> <td>Connectable probes</td> <td> 2 x Temperature TC Type K, 1 x differential pressure &nbsp;(internal), 3 x digital </td> </tr> <tr> <td>EU-/EG-guidelines</td> <td> 2004/108/EG </td> </tr> <tr> <td>Warranty</td> <td> 2 years </td> </tr> <tr> <td>Battery life</td> <td> approx. 17 hours (hand instrument without probes, with 50 % display brightness) </td> </tr> <tr> <td>Display function</td> <td> Colour graphic display </td> </tr> <tr> <td>Power supply</td> <td> Rechargeable battery, plug-in mains unit for long-term measurements and charging battery </td> </tr> <tr> <td>Data transfer</td> <td> USB cable or SD card </td> </tr> <tr> <td>Memory</td> <td> 60,000,000 measuring values </td> </tr> <tr> <td>Storage temperature</td> <td> -20 to +60 °C </td> </tr> <tr> <td>Weight</td> <td> 435 g </td> </tr> </tbody> </table> | <h2>Calibration of air-conditioning cabinets as per DAkkS/DKD directive 5-7</h2> <p>Monitor your air conditioning cabinet for precise temperature and humidity conditions with the testo 480 measuring instrument. The instrument protects your work and helps you to comply with quality standards by measuring with the accurate humidity probe (order no 0636 9743) and Pt100 temperature probe (order no. 0614 0073), which automatically compensate for non-conformities. It is easy to connect up to three humidity and Pt100 temperature probes at the same time. Calibrate your air-conditioning cabinet in compliance with the reference standard, with no errors. The testo 480 provides smooth management and documentation of your measurement data.</p> <ul> <li> <i class="fa fa-check"></i> <p> <a href="" target="_blank">Measurement Solutions for Heating, Refrigeration, Air Conditioning and Ventilation&nbsp; (PDF,&nbsp;4.2 MB) </a> </p> </li> </ul> | <table class="table table-bordered"> <tbody> <tr> <td rowspan="3">Product Brochures</td> <td><a href="#!" target="_blank">Product brochure testo 480 (PDF, 1.7 MB) </a></td> </tr> <tr> <td><a href="#!" target="_blank">TESTOsolutions efficient measurement and analysis of indoor climate (PDF, 859.9 kB) </a></td> </tr> <tr> <td><a href="#!" target="_blank">pb_testo480_de_Klimamessgerät1 (application/pdf, 714 KB) </a></td> </tr> <tr> <td rowspan="3">Manuals</td> <td><a href="#!" target="_blank">Instruction manual testo 480 (PDF, 4.3 MB) </a></td> </tr> <tr> <td><a href="#!" target="_blank">Instruction Manual - PC-Software - Testo EasyClimate (PDF, 3.1 MB) </a></td> </tr> <tr> <td><a href="#!" target="_blank">Short manual testo 480 (PDF, 877.6 kB)</a></td> </tr> <tr> <td rowspan="4">Software</td> <td> <a href="#!" target="_blank">PC-Software - Testo Easy-Climate for testo 835, testo 480 (V3.3 SP2, EXE, 98.072 KB) </a><br> <p> Software testo Easy-Climate for the testo 480 and the testo 835 (Single protocol or several protocols of the same type) If you have already installed Testo EasyClimate on your PC your existing software version will be updated automatically.(1) Please check if your instrument firmware is up-todate after running the update of EasyClimate. (2) This software supports the instrument testo 480. (3) For your own security we recommend a backup of your data before running an re-installation or update.</p> </td> </tr> <tr> <td><a href="#!" target="_blank">Execute Firmware update testo 480 (PDF, 76.0 kB) </a><br> <p>Execute Firmware update testo 480</p> </td> </tr> <tr> <td><a href="#!" target="_blank">testo 480 - Software update (firmware version 1.12) (EXE, 7.6 MB)</a></td> </tr> <tr> <td><a href="#!" target="_blank">sw_testo480_de_Klimamessgerät2 (font/x-font-fon, 98.072 KB)</a></td> </tr> </tbody> </table> | airflow/anemometer/digitaltemperature/1.jpg | airflow/anemometer/digitaltemperature/2.jpg | airflow/anemometer/digitaltemperature/3.jpg | airflow/anemometer/digitaltemperature/4.jpg | pdf/airflow/Anemometer/Digital temperature/airflow1.pdf, pdf/airflow/Anemometer/Digital temperature/airflow2.pdf, pdf/airflow/Anemometer/Digital temperature/airflow3.pdf, pdf/airflow/Anemometer/Digital temperature/airflow4.pdf, pdf/airflow/Anemometer/Digital temperature/airflow5.pdf, pdf/airflow/Anemometer/Digital temperature/airflow6.pdf, pdf/airflow/Anemometer/Digital temperature/EasyClimate-835-480.exe, pdf/airflow/Anemometer/Digital temperature/airflow7.pdf, pdf/airflow/Anemometer/Digital temperature/t480.exe, pdf/airflow/Anemometer/Digital temperature/EasyClimate-835-480.exe
Electrical Measurement | Voltage Tester | 129 | testo 745 - Non-contact voltage tester | 3360 | <p>The testo 760-2 digital multimeter is the allrounder for all important electrical measuring tasks. Thanks to the automatic detection of measurement parameters, it offers the greatest possible reliability for every application. You can also measure current in the µA range and determine the true root mean square using this digital multimeter. </p> <ul> <li> <i class="fa fa-check"></i> True root mean square measurement - TRMS </li> <li> <i class="fa fa-check"></i> Current measurement in the µA range </li> <li> <i class="fa fa-check"></i> Integrated temperature adapter </li> <li> <i class="fa fa-check"></i> Low-pass filter for accurate measurement results on frequency converter controlled motors </li> </ul> | <h4> Product Description </h4> <p> The testo 745 non-contact voltage tester means you can quickly and easily determine voltage or de-energization. In contrast to most other models on the market, it has a filter for high-frequency interference signals which enables reliable voltage indication. If voltage is determined, the instrument gives a warning via a clear visual and acoustic signal.<br><br>The sensitivity of the instrument can be set in two stages: stage 1 for phase detection, stage 2 for voltage indication. The integrated torch also enables you to work safely in dark surroundings. In addition, the testo 745 voltage tester is both waterproof and dustproof according to IP 67.<br>&nbsp; </p> <p>&nbsp;</p> <h4 class="s4 title"> Delivery Scope </h4> <p> testo 745 non-contact voltage tester, including batteries. </p> | <table class="table table-bordered"> <thead> <tr> <th colspan="2">General technical data</th> </tr> </thead> <tbody> <tr> <td >Dimensions</td> <td> 155 x 25 x 23 mm </td> </tr> <tr> <td >Operating temperature</td> <td> -10 to +50 °C </td> </tr> <tr> <td >Protection class</td> <td> IP67 </td> </tr> <tr> <td >Warranty</td> <td> 2 years </td> </tr> <tr> <td >Storage temperature</td> <td> -15 to +60 °C </td> </tr> <tr> <td >Weight</td> <td> 63 g </td> </tr> <tr> <td >Overvoltage Category</td> <td> CAT IV 600V; CAT III 1000V </td> </tr> <tr> <td >Authorizations</td> <td> CSA; CE </td> </tr> </tbody> </table> <table class="table table-bordered"> <thead> <tr> <th colspan="2">AC voltage</th> </tr> </thead> <tbody> <tr> <td >Measuring range / Resolution</td> <td> 12 to 1000 V / 50 to 1000 (sensitivity 1), 1000 / 12 V (sensitivity 2) </td> </tr> </tbody> </table> <table class="table table-bordered"> <thead> <tr> <th colspan="2">Instrument Measurement Functions</th> </tr> </thead> <tbody> <tr> <td >Measuring point illumination</td> <td> yes </td> </tr> </tbody> </table> |  |  | electricalmeasurements/voltagetester/1.jpg | electricalmeasurements/voltagetester/2.jpg | electricalmeasurements/voltagetester/3.jpg | electricalmeasurements/voltagetester/4.jpg
Electrical Measurement | Multimeter | 130 | testo 760-2 - Digital multimeter | 15480 | <p>The testo 760-2 digital multimeter is the allrounder for all important electrical measuring tasks. Thanks to the automatic detection of measurement parameters, it offers the greatest possible reliability for every application. You can also measure current in the µA range and determine the true root mean square using this digital multimeter. </p> <ul> <li> <i class="fa fa-check"></i> True root mean square measurement - TRMS </li> <li> <i class="fa fa-check"></i> Current measurement in the µA range </li> <li> <i class="fa fa-check"></i> Integrated temperature adapter </li> <li> <i class="fa fa-check"></i> Low-pass filter for accurate measurement results on frequency converter controlled motors </li> </ul> | <h4> Product Description </h4> <p> The testo 760-2 digital handheld multimeter means you can measure electrical parameters more easily and reliably than ever before. In contrast to other multimeters, the testo 760-2 automatically detects the appropriate measurement parameter via the socket assignment – and therefore rules out any dangerous incorrect settings.<br><br>It is not operated conventionally by a dial, but with illuminated function keys. This means you can easily control the measuring instrument with just one hand. The large, illuminated display shows the readings clearly.<br><br>The testo 760-2 digital multimeter has the most important functions for measuring current, voltage and resistance. The measurement of current strength is also possible in the µA range thanks to the larger measuring range. And the integrated low-pass filter achieves more accurate measurement results on frequency converter controlled motors.<br>Temperatures can also be measured with this multimeter in addition to electrical parameters.<br><br>&nbsp; </p> <p>&nbsp;</p> <h4 > Delivery Scope </h4> <p> testo 760-2 TRMS multimeter, including batteries, 1 set of measuring cables and 1 x adapter for type K thermocouples. </p> | <table class="table table-bordered"> <thead> <tr> <th colspan="2">Temperature - TC Type K (NiCr-Ni)</th> </tr> </thead> <tbody> <tr> <td>Measuring range</td> <td> -20 to +500 °C </td> </tr> <tr> <td >Accuracy</td> <td> ±1 °C (0 to +100 °C) </td> </tr> <tr> <td >Resolution</td> <td> 0.1 °C </td> </tr> </tbody> </table> <table class="table table-bordered"> <thead> <tr> <th colspan="2">General technical data</th> </tr> </thead> <tbody> <tr> <td >Dimensions</td> <td> 167 x 85 x 45 mm </td> </tr> <tr> <td >Operating temperature</td> <td> -10 to +50 °C </td> </tr> <tr> <td >Protection class</td> <td> IP64 </td> </tr> <tr> <td >Warranty</td> <td> 2 years </td> </tr> <tr> <td >Storage temperature</td> <td> -15 to +60 °C </td> </tr> <tr> <td >Weight</td> <td> 340 g </td> </tr> <tr> <td >Overvoltage Category</td> <td> CAT III 1000V; CAT IV 600V </td> </tr> <tr> <td >Authorizations</td> <td> CSA; TÜV; CE </td> </tr> </tbody> </table> <table class="table table-bordered"> <thead> <tr> <th colspan="2">DC voltage</th> </tr> </thead> <tbody> <tr> <td >Measuring range / Resolution</td> <td> 600 mV / 0.1 mV 6.000 V / 1 mV 60.00 V / 10 mV 600.0 V / 100 mV </td> </tr> <tr> <td >Accuracy</td> <td> ± (0.8 % of mv + 3 Digit) </td> </tr> </tbody> </table> <table class="table table-bordered"> <thead> <tr> <th colspan="2">AC voltage</th> </tr> </thead> <tbody> <tr> <td >Measuring range / Resolution</td> <td> 600 mV / 0.1 mV 6.000 V / 1 mV 60.00 V / 10 mV 600.0 V / 100 mV </td> </tr> <tr> <td >Accuracy</td> <td> ± (0.8 % of mv + 3 Digit) </td> </tr> </tbody> </table> <table class="table table-bordered"> <thead> <tr> <th colspan="2">DC current</th> </tr> </thead> <tbody> <tr> <td >Measuring range / Resolution</td> <td> 600 μA / 0.1 μA 6000 μA / 1 μA 60.00 mA / 10 μA 600.0 mA / 100 μA 6 A / 1 mA 10 A / 10 mA </td> </tr> <tr> <td >Accuracy</td> <td> ± (1.5 % of mv + 5 Digit) </td> </tr> </tbody> </table> <table class="table table-bordered"> <thead> <tr> <th colspan="2">AC current</th> </tr> </thead> <tbody> <tr> <td >Measuring range / Resolution</td> <td> 600 μA / 0.1 μA 6000 μA / 1 μA 60.00 mA / 10 μA 600.0 mA / 100 μA 6 A / 1 mA 10 A / 10 mA </td> </tr> <tr> <td >Accuracy</td> <td> ± (1.5 % of mv + 5 Digit) </td> </tr> </tbody> </table> <table class="table table-bordered"> <thead> <tr> <th colspan="2">Resistance</th> </tr> </thead> <tbody> <tr> <td >Measuring range / Resolution</td> <td> 60.00 Ohm / 0.01 Ohm 600.0 Ohm / 0.1 Ohm 6.000 kOhm / 1 Ohm 60.00 kOhm / 10 Ohm 600.0 kOhm / 100 Ohm 6.000 MOhm / 1 kOhm 60.00 MOhm / 10 kOhm </td> </tr> <tr> <td >Accuracy</td> <td> ± (1.5 % of mv + 3 Digit) </td> </tr> </tbody> </table> <table class="table table-bordered"> <thead> <tr> <th colspan="2">Capacitance</th> </tr> </thead> <tbody> <tr> <td >Measuring range / Resolution</td> <td> 6.000 nF / 0.001 nF 60.00 nF / 0.01 nF 600.0 nF / 0.1 nF 6.000 μF / 0.001 μF 60.00 μF / 0.01 μF 600.0 μF / 0.1 μF 6.000 mF / 1 μF 30.00 mF / 10 μF </td> </tr> <tr> <td >Accuracy</td> <td> ± (0.5 % of mv + 3 Digit) </td> </tr> </tbody> </table> <table class="table table-bordered"> <thead> <tr> <th colspan="2">Frequency</th> </tr> </thead> <tbody> <tr> <td >Measuring range / Resolution</td> <td> 600.0 Hz / 0.1 Hz 6.000 kHz / 1 Hz 60.00 kHz / 10 Hz 600.0 kHz / 100 Hz 6.000 MHz / 1 kHz 30.00 MHz / 10 kHz </td> </tr> <tr> <td >Accuracy</td> <td> ± (0.1 % of mv + 1 Digit) </td> </tr> </tbody> </table> <table class="table table-bordered"> <thead> <tr> <th colspan="2">Instrument Measurement Functions</th> </tr> </thead> <tbody> <tr> <td >Diode test</td> <td> yes </td> </tr> <tr> <td >Continuity testing</td> <td> yes </td> </tr> <tr> <td >Current probe measurement with adapter</td> <td> yes </td> </tr> <tr> <td >Display ligthing</td> <td> yes </td> </tr> <tr> <td >Hold</td> <td> yes </td> </tr> <tr> <td >MinMax</td> <td> yes </td> </tr> <tr> <td >Temperature measurement with adapter</td> <td> yes </td> </tr> <tr> <td >True RMS</td> <td> yes </td> </tr> <tr> <td >Low-pass filter</td> <td> yes </td> </tr> <tr> <td >Duty cycle measurement</td> <td> yes </td> </tr> <tr> <td >Display (counts)</td> <td> 6,000 </td> </tr> </tbody> </table> |  |  | electricalmeasurements/multimeter/1.jpg | electricalmeasurements/multimeter/2.jpg | electricalmeasurements/multimeter/3.jpg | electricalmeasurements/multimeter/4.jpg
Electrical Measurement | Current measuring instruments | 131 | testo 770-3 - Clamp meter | 28800 | <p>Non-contact measurement on tightly packed cables is really easy and reliable with the testo 770-3 clamp meter. Its innovative grab mechanism will make your work easy. The most powerful model in the clamp meter series, it offers lots of additional functions for those challenging tasks that you are faced with on a daily basis, e.g. communication with the smartphone app via Bluetooth. </p> <ul> <li> <i class="fa fa-check"></i> Easy to operate thanks to the fully retractable pincer arm </li> <li> <i class="fa fa-check"></i> Auto AC/DC and large two-line display </li> <li> <i class="fa fa-check"></i> Improved TRMS method </li> <li> <i class="fa fa-check"></i> Bluetooth connection to your smartphone (with the testo Smart Probes App) </li> </ul> | <h4> Product Description </h4> <p> The testo&nbsp;770-3 clamp meter is the ideal clamp amperemeter for demanding measuring tasks in tight application environments. The movable pincer arm can be fully retracted into the instrument. This enables the instrument to grab tightly packed cables in a particularly accurate way.<br>&nbsp;<br>In addition, more specialized applications can be handled using the clamp meter, such as starting current, power and µA measurements. The supplied temperature adapter for thermocouple probes can be used to measure electrical parameters as well as temperatures (compatible type K thermocouple probe can be ordered separately).<br>&nbsp;<br>The clamp amperemeter automatically detects and selects AC/DC and other parameters, such as resistance, continuity, diode and capacitance,. This makes operation easier and more reliable than ever before. Your readings are clearly and distinctly presented on the two-line display. In addition to this, the testo 770-3 offers a performance measurement function and can be connected via Bluetooth to the testo Smart Probes App. In the App, the measurement curve can be displayed as a graph on your smartphone/tablet and directly documented in the report. </p> <p>&nbsp;</p> <h4> Delivery Scope </h4> <p> testo 770-3 TRMS clamp meter, including batteries and 1 set of measuring cables.<br><br>&nbsp;&nbsp;&nbsp; </p> | <table class="table table-bordered"> <thead> <tr> <th colspan="2">Temperature - TC Type K (NiCr-Ni)</th> </tr> </thead> <tbody> <tr> <td>Measuring range</td> <td> -20 to +500 °C </td> </tr> <tr> <td>Accuracy</td> <td> ±1 °C (0 to +100 °C) </td> </tr> <tr> <td>Resolution</td> <td> 0.1 °C </td> </tr> </tbody> </table> <table class="table table-bordered"> <thead> <tr> <th colspan="2">General technical data</th> </tr> </thead> <tbody> <tr> <td>Dimensions</td> <td> 243 x 96 x 43 mm </td> </tr> <tr> <td>Operating temperature</td> <td> -10 to +50 °C </td> </tr> <tr> <td>Warranty</td> <td> 2 years </td> </tr> <tr> <td>Storage temperature</td> <td> -15 to +60 °C </td> </tr> <tr> <td>Weight</td> <td> 378 g </td> </tr> <tr> <td>Overvoltage Category</td> <td> CAT IV 600V; CAT III 1000V </td> </tr> <tr> <td>Authorizations</td> <td> TÜV; CSA; CE </td> </tr> </tbody> </table> <table class="table table-bordered"> <thead> <tr> <th colspan="2">DC voltage</th> </tr> </thead> <tbody> <tr> <td>Measuring range / Resolution</td> <td> 6.000 V / 1 mV 60.00 V / 10 mV 600.0 V / 100 mV </td> </tr> <tr> <td>Accuracy</td> <td> ± (0.8 % of mv + 3 Digit) </td> </tr> </tbody> </table> <table class="table table-bordered"> <thead> <tr> <th colspan="2">AC voltage</th> </tr> </thead> <tbody> <tr> <td>Measuring range / Resolution</td> <td> 6.000 V / 1 mV 60.00 V / 10 mV 600.0 V / 100 mV </td> </tr> <tr> <td>Accuracy</td> <td> ± (0.8 % of mv + 3 Digit) </td> </tr> </tbody> </table> <table class="table table-bordered"> <thead> <tr> <th colspan="2">DC current</th> </tr> </thead> <tbody> <tr> <td>Measuring range / Resolution</td> <td> 600 A / 0.1 A </td> </tr> <tr> <td>Accuracy</td> <td> ± (2 % of mv + 5 Digit) </td> </tr> </tbody> </table> <table class="table table-bordered"> <thead> <tr> <th colspan="2">AC current</th> </tr> </thead> <tbody> <tr> <td>Measuring range / Resolution</td> <td> 600 A / 0.1 A </td> </tr> <tr> <td>Accuracy</td> <td> ± (2 % of mv + 5 Digit) </td> </tr> </tbody> </table> <table class="table table-bordered"> <thead> <tr> <th colspan="2">Resistance</th> </tr> </thead> <tbody> <tr> <td>Measuring range / Resolution</td> <td> 60.00 Ohm / 0.01 Ohm 600.0 Ohm / 0.1 Ohm 6.000 kOhm / 1 Ohm 60.00 kOhm / 10 Ohm 600.0 kOhm / 100 Ohm 6.000 MOhm / 1 kOhm 60.00 MOhm / 10 kOhm </td> </tr> <tr> <td>Accuracy</td> <td> ± (1.5 % of mv + 3 Digit) </td> </tr> </tbody> </table> <table class="table table-bordered"> <thead> <tr> <th colspan="2">Capacitance</th> </tr> </thead> <tbody> <tr> <td>Measuring range / Resolution</td> <td> 6.000 nF / 0.001 nF 60.00 nF / 0.01 nF 600.0 nF / 0.1 nF 6.000 μF / 0.001 μF 60.00 μF / 0.01 μF 600.0 μF / 0.1 μF 6.000 mF / 1 μF 60.00 mF / 10 μF </td> </tr> <tr> <td>Accuracy</td> <td> ± (1.5 % of mv + 5 Digit) </td> </tr> </tbody> </table> <table class="table table-bordered"> <thead> <tr> <th colspan="2">Frequency</th> </tr> </thead> <tbody> <tr> <td>Measuring range / Resolution</td> <td> 99.99 Hz / 0.01 Hz 999.9 Hz / 0.1 Hz 9.999 kHz / 1 Hz </td> </tr> <tr> <td>Accuracy</td> <td> ± (1.0 % of mv + 1 Digit) </td> </tr> </tbody> </table> <table class="table table-bordered"> <thead> <tr> <th colspan="2">Instrument Measurement Functions</th> </tr> </thead> <tbody> <tr> <td>Diode test</td> <td> yes </td> </tr> <tr> <td>Continuity testing</td> <td> yes </td> </tr> <tr> <td>Display ligthing</td> <td> yes </td> </tr> <tr> <td>Hold</td> <td> yes </td> </tr> <tr> <td>MinMax</td> <td> yes </td> </tr> <tr> <td>Power Measurement</td> <td> yes </td> </tr> <tr> <td>Temperature measurement with adapter</td> <td> yes </td> </tr> <tr> <td>True RMS</td> <td> yes </td> </tr> <tr> <td>Inrush current measurement</td> <td> yes </td> </tr> <tr> <td>Bluetooth</td> <td> yes </td> </tr> <tr> <td>Display (counts)</td> <td> 6,000 </td> </tr> </tbody> </table> |  |  | electricalmeasurements/clamp/1.jpg | electricalmeasurements/clamp/2.jpg | electricalmeasurements/clamp/3.jpg | electricalmeasurements/clamp/4.jpg
CO2, CO, light, sound, rpm | CO2, CO measuring instruments | 132 | testo 480 - Digital temperature, humidity and air flow meter | Price on Request | <p>Air flow measurements in ducts, temperature measurements in laboratories, humidity measurements in production, pressure difference measurements in clean rooms. The testo 480 digital temperature, humidity and air flow meter is a one stop solution with a wide range of optional sensors which equips you to measure, analyse and log these and a variety of other parameters with only one device.</p> <ul> <li> <i class="fa fa-check"></i> High-quality optional sensors for measuring air flow, temperature, humidity, pressure,degree of turbulence, heat radiation, CO2, illumination intensity, PMV/PPD and WBGT </li> <li> <i class="fa fa-check"></i> High-precision, integrated pressure sensor included </li> <li> <i class="fa fa-check"></i> Pro-software for easy and efficient analysis andlogging included </li> <li> <i class="fa fa-check"></i> Intelligent calibrationconcept </li> </ul> | <h4> Product Description </h4> <p> The easy-to-use testo 480 is a high-precision digital temperature, humidity and air flow meter which allows you to measure, analyze and log all relevant ventilation and indoor air quality parameters with only one device.<br> <br> The high-precision digital temperature, humidity and air flow meter is designed to provide independent experts, consultants, technical service providers and HVAC technicians in the field of ventilation and indoor air quality with an efficient means of carrying out all their measurements – i.e. norm-compliant setting and adjustment of airconditioning and ventilation systems in offices, residential and industrial buildings –using just one single device.<br> <br> It is also designed to check quality parameters in production and processing quickly and reliably.<br> <br> To know more about the applications that the testo 480 digital temperature, humidity and air flow meter can be used for, please click on the tab labeled applications.<br> <br> <br> <strong>The intelligent concept behind the testo 480</strong><br> <br> The testo 480 has a built-in, high-precision difference pressure sensor for pitot static tube measurements and filter/clean room monitoring. There is also a wide range of high-quality optional sensors for carrying out the following measurements:<br> <br> -&nbsp; Air flow and volume flow(also fume cupboard measurements)<br> -&nbsp; Temperature<br> -&nbsp; Humidity<br> -&nbsp; Pressure (difference and absolute pressure)<br> -&nbsp; CO2<br> -&nbsp; Illumination intensity<br> -&nbsp; PMV/PPD<br> -&nbsp; Heatradiation<br> -&nbsp; Degreeofturbulence<br> -&nbsp; WBGTIndex<br> <br> The testo 480 digital temperature, humidity and air flow meter comes with a wide range of optional sensors and accessories – like the wireless testo quick printer for print outs on site –which allows you to customize your meter to suit your own pocket and meet your own needs.<br> <br> <strong>State-of-the-art technology for HVAC technicians and experts</strong><br> <br> The testo 480 was designed to make your work more efficient and life easier. The high-quality, easy-to-use digital temperature, humidity and air flow meter can be used to measure all relevant ventilation and air conditioning parameters and carry out long-term measurements with only one device with a huge memory that can save up to 60 million measurements and a set of integrated programs that guide you through the following measurements step by step.<br> <br> -&nbsp; VAC measurements in compliance with EN 12599<br> -&nbsp; Degree of turbulence measurementsin compliance with EN 12599<br> -&nbsp; PMV/PPD measurement in compliance with ISO 7730<br> -&nbsp; WBGT measurement in compliance with ISO 7243<br> <br> <strong>“Easy Climate” PC software</strong><br> <br> The “Easy Climate” software allows your readings to be transferred directly to a PC via a USB cable where they can then be presented, analyzedor logged. A specially developed protocol designer enables you to create protocols to suit your customers’ needs and the optional testoquick printer provides you with printouts on site.<br> <br> <strong>Digital sensors and intelligent calibration concept</strong><br> <br> The optional testo digital sensors provide you with highly accurate results as there is no measurement inaccuracy from the meter. In addition, any deviations which are determined during calibration can be saved to the digital sensor. These deviations are compensated automatically giving you a zero error value. The intelligent sensors alert the user when the next calibration – which can be carried out by hand thereby ensuring that you always have your meter with you when you need it – is due.<br> <br> The testo 480 digital temperature, humidity and air flow meter has a built-in, high-precision difference pressure sensor with a measuring range from -100 to +100 hPa and connection possibilities for a further three optional digital and two temperature (type Kthermocouple sensors).<br> &nbsp; </p> <p>&nbsp;</p> <h4> Delivery Scope </h4> <p> testo 480 digital temperature, humidity and air flow meter, integrated difference pressure sensor, “Easy Climate” software, power adaptor, USB cable, calibration certificate.<br> Please note: the sensors and accessories described in the product presentation above are all optional and must be ordered separately.<br> &nbsp; </p> | <table class="table table-bordered"> <thead> <tr> <th colspan="2">Temperature - Pt100</th> </tr> </thead> <tbody> <tr> <td>Measuring range</td> <td> -100 to +400 °C </td> </tr> <tr> <td>Resolution</td> <td> 0.01 °C </td> </tr> </tbody> </table> <table class="table table-bordered"> <thead> <tr> <th colspan="2">Temperature - TC Type K (NiCr-Ni)</th> </tr> </thead> <tbody> <tr> <td>Measuring range</td> <td> -200 to +1370 °C </td> </tr> <tr> <td>Accuracy</td> <td> ±(0.3 °C to 0.1 % of mv) </td> </tr> <tr> <td>Resolution</td> <td> 0.1 °C </td> </tr> </tbody> </table> <table class="table table-bordered"> <thead> <tr> <th colspan="2">Humidity - Capacitive</th> </tr> </thead> <tbody> <tr> <td>Measuring range</td> <td> 0 to 100 %RH </td> </tr> <tr> <td>Resolution</td> <td> 0.1 %RH </td> </tr> </tbody> </table> <table class="table table-bordered"> <thead> <tr> <th colspan="2">Velocity - Vane anemometer</th> </tr> </thead> <tbody> <tr> <td>Measuring range</td> <td> 0.6 to +50 m/s (vane anemometer Ø 16 mm) 0.1 to +15 m/s (vane anemometer Ø 100 mm) </td> </tr> <tr> <td>Resolution</td> <td> 0.1 m/s (vane anemometer Ø 16 mm) 0.01 m/s (vane anemometer Ø 100 mm) </td> </tr> </tbody> </table> <table class="table table-bordered"> <thead> <tr> <th colspan="2">Velocity - Hot wire anemometer</th> </tr> </thead> <tbody> <tr> <td>Measuring range</td> <td> 0 to +20 m/s </td> </tr> <tr> <td>Resolution</td> <td> 0.01 m/s </td> </tr> </tbody> </table> <table class="table table-bordered"> <thead> <tr> <th colspan="2">Ambient CO₂</th> </tr> </thead> <tbody> <tr> <td>Measuring range</td> <td> 0 to 10000 ppm CO₂ </td> </tr> <tr> <td>Resolution</td> <td> 1 ppm CO₂ </td> </tr> </tbody> </table> <table class="table table-bordered"> <thead> <tr> <th colspan="2">Comfort level measurement</th> </tr> </thead> <tbody> <tr> <td>Measuring range</td> <td> 0 to +5 m/s </td> </tr> <tr> <td>Resolution</td> <td> 0.01 m/s </td> </tr> </tbody> </table> <table class="table table-bordered"> <thead> <tr> <th colspan="2">Differential pressure (internal sensor) - Piezoresistive</th> </tr> </thead> <tbody> <tr> <td>Measuring range</td> <td> -100 to +100 hPa </td> </tr> <tr> <td>Accuracy</td> <td> ±(0.3 Pa + 1 % of mv) (0 to +25 hPa) ±(0.1 hPa + 1.5 % of mv) (+25.001 to +100 hPa) </td> </tr> <tr> <td>Resolution</td> <td> 0.001 hPa </td> </tr> </tbody> </table> <table class="table table-bordered"> <thead> <tr> <th colspan="2">Light</th> </tr> </thead> <tbody> <tr> <td>Measuring range</td> <td> 0 to 100000 Lux </td> </tr> <tr> <td>Resolution</td> <td> 1 Lux </td> </tr> </tbody> </table> <table class="table table-bordered"> <thead> <tr> <th colspan="2">Absolute Pressure (internal sensor and external probe)</th> </tr> </thead> <tbody> <tr> <td>Measuring range</td> <td> 700 to 1100 hPa </td> </tr> <tr> <td>Accuracy</td> <td> ±3 hPa </td> </tr> <tr> <td>Resolution</td> <td> 0.1 hPa </td> </tr> </tbody> </table> <table class="table table-bordered"> <thead> <tr> <th colspan="2">General technical data</th> </tr> </thead> <tbody> <tr> <td>Operating temperature</td> <td> 0 to +40 °C </td> </tr> <tr> <td>Protection class</td> <td> IP30 </td> </tr> <tr> <td>Connectable probes</td> <td> 2 x Temperature TC Type K, 1 x differential pressure &nbsp;(internal), 3 x digital </td> </tr> <tr> <td>EU-/EG-guidelines</td> <td> 2004/108/EG </td> </tr> <tr> <td>Warranty</td> <td> 2 years </td> </tr> <tr> <td>Battery life</td> <td> approx. 17 hours (hand instrument without probes, with 50 % display brightness) </td> </tr> <tr> <td>Display function</td> <td> Colour graphic display </td> </tr> <tr> <td>Power supply</td> <td> Rechargeable battery, plug-in mains unit for long-term measurements and charging battery </td> </tr> <tr> <td>Data transfer</td> <td> USB cable or SD card </td> </tr> <tr> <td>Memory</td> <td> 60,000,000 measuring values </td> </tr> <tr> <td>Storage temperature</td> <td> -20 to +60 °C </td> </tr> <tr> <td>Weight</td> <td> 435 g </td> </tr> </tbody> </table> | <h4>Calibration of air-conditioning cabinets as per DAkkS/DKD directive 5-7</h4> <p>Monitor your air conditioning cabinet for precise temperature and humidity conditions with the testo 480 measuring instrument. The instrument protects your work and helps you to comply with quality standards by measuring with the accurate humidity probe (order no 0636 9743) and Pt100 temperature probe (order no. 0614 0073), which automatically compensate for non-conformities. It is easy to connect up to three humidity and Pt100 temperature probes at the same time. Calibrate your air-conditioning cabinet in compliance with the reference standard, with no errors. The testo 480 provides smooth management and documentation of your measurement data.</p> <ul class="m-list list-elements"> <li> <i class="fa fa-check"></i> <p> <a href="" target="_blank">Measurement Solutions for Heating, Refrigeration, Air Conditioning and Ventilation&nbsp; (PDF,&nbsp;4.2 MB) </a> </p> </li> </ul> | <table class="table table-bordered"> <tbody> <tr> <td rowspan="3">Product Brochures</td> <td><a href="#!" target="_blank">Product brochure testo 480 (PDF, 1.7 MB)</a></td> </tr> <tr> <td><a href="#!" target="_blank">TESTOsolutions efficient measurement and analysis of indoor climate (PDF, 859.9 kB) </a></td> </tr> <tr> <td><a href="#!" target="_blank">pb_testo480_de_Klimamessgerät1 (application/pdf, 714 KB) </a></td> </tr> <tr> <td rowspan="3">Manuals</td> <td><a href="#!" target="_blank">Instruction manual testo 480 (PDF, 4.3 MB) </a></td> </tr> <tr> <td><a href="#!" target="_blank">Instruction Manual - PC-Software - Testo EasyClimate (PDF, 3.1 MB)</a></td> </tr> <tr> <td><a href="#!" target="_blank">Short manual testo 480 (PDF, 877.6 kB)</a></td> </tr> <tr> <td rowspan="4">Software</td> <td> <a href="#!" target="_blank">PC-Software - Testo Easy-Climate for testo 835, testo 480 (V3.3 SP2, EXE, 98.072 KB)</a><br> <p> Software testo Easy-Climate for the testo 480 and the testo 835 (Single protocol or several protocols of the same type) If you have already installed Testo EasyClimate on your PC your existing software version will be updated automatically.(1) Please check if your instrument firmware is up-todate after running the update of EasyClimate. (2) This software supports the instrument testo 480. (3) For your own security we recommend a backup of your data before running an re-installation or update.</p> </td> </tr> <tr> <td><a href="#!" target="_blank">Execute Firmware update testo 480 (PDF, 76.0 kB) </a><br> <p>Execute Firmware update testo 480</p> </td> </tr> <tr> <td><a href="#!" target="_blank">testo 480 - Software update (firmware version 1.12) (EXE, 7.6 MB)</a></td> </tr> <tr> <td><a href="#!" target="_blank">sw_testo480_de_Klimamessgerät2 (font/x-font-fon, 98.072 KB)</a></td> </tr> </tbody> </table> | co2/measure/1.jpg | co2/measure/2.jpg | co2/measure/3.jpg | co2/measure/4.jpg | pdf/CO2, CO, light, sound, rpm/CO2, CO measuring instruments/Digital temperature/1.pdf, pdf/CO2, CO, light, sound, rpm/CO2, CO measuring instruments/Digital temperature/2.pdf, pdf/CO2, CO, light, sound, rpm/CO2, CO measuring instruments/Digital temperature/3.pdf, pdf/CO2, CO, light, sound, rpm/CO2, CO measuring instruments/Digital temperature/4.pdf, pdf/CO2, CO, light, sound, rpm/CO2, CO measuring instruments/Digital temperature/5.pdf, pdf/CO2, CO, light, sound, rpm/CO2, CO measuring instruments/Digital temperature/6.pdf, pdf/CO2, CO, light, sound, rpm/CO2, CO measuring instruments/Digital temperature/EasyClimate-835-480.exe, pdf/CO2, CO, light, sound, rpm/CO2, CO measuring instruments/Digital temperature/7.pdf, pdf/CO2, CO, light, sound, rpm/CO2, CO measuring instruments/Digital temperature/t480.exe, pdf/CO2, CO, light, sound, rpm/CO2, CO measuring instruments/Digital temperature/EasyClimate-835-480.exe
CO2, CO, light, sound, rpm | Light measuring instruments | 133 | testo 480 - Digital temperature, humidity and air flow meter | Price on Request | <p>Air flow measurements in ducts, temperature measurements in laboratories, humidity measurements in production, pressure difference measurements in clean rooms. The testo 480 digital temperature, humidity and air flow meter is a one stop solution with a wide range of optional sensors which equips you to measure, analyse and log these and a variety of other parameters with only one device.</p> <ul> <li> <i class="fa fa-check"></i> High-quality optional sensors for measuring air flow, temperature, humidity, pressure,degree of turbulence, heat radiation, CO2, illumination intensity, PMV/PPD and WBGT </li> <li> <i class="fa fa-check"></i> High-precision, integrated pressure sensor included </li> <li> <i class="fa fa-check"></i> Pro-software for easy and efficient analysis andlogging included </li> <li> <i class="fa fa-check"></i> Intelligent calibrationconcept </li> </ul> | <h4> Product Description </h4> <p> The easy-to-use testo 480 is a high-precision digital temperature, humidity and air flow meter which allows you to measure, analyze and log all relevant ventilation and indoor air quality parameters with only one device.<br> <br> The high-precision digital temperature, humidity and air flow meter is designed to provide independent experts, consultants, technical service providers and HVAC technicians in the field of ventilation and indoor air quality with an efficient means of carrying out all their measurements – i.e. norm-compliant setting and adjustment of airconditioning and ventilation systems in offices, residential and industrial buildings –using just one single device.<br> <br> It is also designed to check quality parameters in production and processing quickly and reliably.<br> <br> To know more about the applications that the testo 480 digital temperature, humidity and air flow meter can be used for, please click on the tab labeled applications.<br> <br> <br> <strong>The intelligent concept behind the testo 480</strong><br> <br> The testo 480 has a built-in, high-precision difference pressure sensor for pitot static tube measurements and filter/clean room monitoring. There is also a wide range of high-quality optional sensors for carrying out the following measurements:<br> <br> -&nbsp; Air flow and volume flow(also fume cupboard measurements)<br> -&nbsp; Temperature<br> -&nbsp; Humidity<br> -&nbsp; Pressure (difference and absolute pressure)<br> -&nbsp; CO2<br> -&nbsp; Illumination intensity<br> -&nbsp; PMV/PPD<br> -&nbsp; Heatradiation<br> -&nbsp; Degreeofturbulence<br> -&nbsp; WBGTIndex<br> <br> The testo 480 digital temperature, humidity and air flow meter comes with a wide range of optional sensors and accessories – like the wireless testo quick printer for print outs on site –which allows you to customize your meter to suit your own pocket and meet your own needs.<br> <br> <strong>State-of-the-art technology for HVAC technicians and experts</strong><br> <br> The testo 480 was designed to make your work more efficient and life easier. The high-quality, easy-to-use digital temperature, humidity and air flow meter can be used to measure all relevant ventilation and air conditioning parameters and carry out long-term measurements with only one device with a huge memory that can save up to 60 million measurements and a set of integrated programs that guide you through the following measurements step by step.<br> <br> -&nbsp; VAC measurements in compliance with EN 12599<br> -&nbsp; Degree of turbulence measurementsin compliance with EN 12599<br> -&nbsp; PMV/PPD measurement in compliance with ISO 7730<br> -&nbsp; WBGT measurement in compliance with ISO 7243<br> <br> <strong>“Easy Climate” PC software</strong><br> <br> The “Easy Climate” software allows your readings to be transferred directly to a PC via a USB cable where they can then be presented, analyzedor logged. A specially developed protocol designer enables you to create protocols to suit your customers’ needs and the optional testoquick printer provides you with printouts on site.<br> <br> <strong>Digital sensors and intelligent calibration concept</strong><br> <br> The optional testo digital sensors provide you with highly accurate results as there is no measurement inaccuracy from the meter. In addition, any deviations which are determined during calibration can be saved to the digital sensor. These deviations are compensated automatically giving you a zero error value. The intelligent sensors alert the user when the next calibration – which can be carried out by hand thereby ensuring that you always have your meter with you when you need it – is due.<br> <br> The testo 480 digital temperature, humidity and air flow meter has a built-in, high-precision difference pressure sensor with a measuring range from -100 to +100 hPa and connection possibilities for a further three optional digital and two temperature (type Kthermocouple sensors).<br> &nbsp; </p> <p>&nbsp;</p> <h4> Delivery Scope </h4> <p> testo 480 digital temperature, humidity and air flow meter, integrated difference pressure sensor, “Easy Climate” software, power adaptor, USB cable, calibration certificate.<br> Please note: the sensors and accessories described in the product presentation above are all optional and must be ordered separately.<br> &nbsp; </p> | <table class="table table-bordered"> <thead> <tr> <th colspan="2">Temperature - Pt100</th> </tr> </thead> <tbody> <tr> <td>Measuring range</td> <td> -100 to +400 °C </td> </tr> <tr> <td>Resolution</td> <td> 0.01 °C </td> </tr> </tbody> </table> <table class="table table-bordered"> <thead> <tr> <th colspan="2">Temperature - TC Type K (NiCr-Ni)</th> </tr> </thead> <tbody> <tr> <td>Measuring range</td> <td> -200 to +1370 °C </td> </tr> <tr> <td>Accuracy</td> <td> ±(0.3 °C to 0.1 % of mv) </td> </tr> <tr> <td>Resolution</td> <td> 0.1 °C </td> </tr> </tbody> </table> <table class="table table-bordered"> <thead> <tr> <th colspan="2">Humidity - Capacitive</th> </tr> </thead> <tbody> <tr> <td>Measuring range</td> <td> 0 to 100 %RH </td> </tr> <tr> <td>Resolution</td> <td> 0.1 %RH </td> </tr> </tbody> </table> <table class="table table-bordered"> <thead> <tr> <th colspan="2">Velocity - Vane anemometer</th> </tr> </thead> <tbody> <tr> <td>Measuring range</td> <td> 0.6 to +50 m/s (vane anemometer Ø 16 mm) 0.1 to +15 m/s (vane anemometer Ø 100 mm) </td> </tr> <tr> <td>Resolution</td> <td> 0.1 m/s (vane anemometer Ø 16 mm) 0.01 m/s (vane anemometer Ø 100 mm) </td> </tr> </tbody> </table> <table class="table table-bordered"> <thead> <tr> <th colspan="2">Velocity - Hot wire anemometer</th> </tr> </thead> <tbody> <tr> <td>Measuring range</td> <td> 0 to +20 m/s </td> </tr> <tr> <td>Resolution</td> <td> 0.01 m/s </td> </tr> </tbody> </table> <table class="table table-bordered"> <thead> <tr> <th colspan="2">Ambient CO₂</th> </tr> </thead> <tbody> <tr> <td>Measuring range</td> <td> 0 to 10000 ppm CO₂ </td> </tr> <tr> <td>Resolution</td> <td> 1 ppm CO₂ </td> </tr> </tbody> </table> <table class="table table-bordered"> <thead> <tr> <th colspan="2">Comfort level measurement</th> </tr> </thead> <tbody> <tr> <td>Measuring range</td> <td> 0 to +5 m/s </td> </tr> <tr> <td>Resolution</td> <td> 0.01 m/s </td> </tr> </tbody> </table> <table class="table table-bordered"> <thead> <tr> <th colspan="2">Differential pressure (internal sensor) - Piezoresistive</th> </tr> </thead> <tbody> <tr> <td>Measuring range</td> <td> -100 to +100 hPa </td> </tr> <tr> <td>Accuracy</td> <td> ±(0.3 Pa + 1 % of mv) (0 to +25 hPa) ±(0.1 hPa + 1.5 % of mv) (+25.001 to +100 hPa) </td> </tr> <tr> <td>Resolution</td> <td> 0.001 hPa </td> </tr> </tbody> </table> <table class="table table-bordered"> <thead> <tr> <th colspan="2">Light</th> </tr> </thead> <tbody> <tr> <td>Measuring range</td> <td> 0 to 100000 Lux </td> </tr> <tr> <td>Resolution</td> <td> 1 Lux </td> </tr> </tbody> </table> <table class="table table-bordered"> <thead> <tr> <th colspan="2">Absolute Pressure (internal sensor and external probe)</th> </tr> </thead> <tbody> <tr> <td>Measuring range</td> <td> 700 to 1100 hPa </td> </tr> <tr> <td>Accuracy</td> <td> ±3 hPa </td> </tr> <tr> <td>Resolution</td> <td> 0.1 hPa </td> </tr> </tbody> </table> <table class="table table-bordered"> <thead> <tr> <th colspan="2">General technical data</th> </tr> </thead> <tbody> <tr> <td>Operating temperature</td> <td> 0 to +40 °C </td> </tr> <tr> <td>Protection class</td> <td> IP30 </td> </tr> <tr> <td>Connectable probes</td> <td> 2 x Temperature TC Type K, 1 x differential pressure &nbsp;(internal), 3 x digital </td> </tr> <tr> <td>EU-/EG-guidelines</td> <td> 2004/108/EG </td> </tr> <tr> <td>Warranty</td> <td> 2 years </td> </tr> <tr> <td>Battery life</td> <td> approx. 17 hours (hand instrument without probes, with 50 % display brightness) </td> </tr> <tr> <td>Display function</td> <td> Colour graphic display </td> </tr> <tr> <td>Power supply</td> <td> Rechargeable battery, plug-in mains unit for long-term measurements and charging battery </td> </tr> <tr> <td>Data transfer</td> <td> USB cable or SD card </td> </tr> <tr> <td>Memory</td> <td> 60,000,000 measuring values </td> </tr> <tr> <td>Storage temperature</td> <td> -20 to +60 °C </td> </tr> <tr> <td>Weight</td> <td> 435 g </td> </tr> </tbody> </table> | <h4>Calibration of air-conditioning cabinets as per DAkkS/DKD directive 5-7</h4> <p>Monitor your air conditioning cabinet for precise temperature and humidity conditions with the testo 480 measuring instrument. The instrument protects your work and helps you to comply with quality standards by measuring with the accurate humidity probe (order no 0636 9743) and Pt100 temperature probe (order no. 0614 0073), which automatically compensate for non-conformities. It is easy to connect up to three humidity and Pt100 temperature probes at the same time. Calibrate your air-conditioning cabinet in compliance with the reference standard, with no errors. The testo 480 provides smooth management and documentation of your measurement data.</p> <ul> <li> <i class="fa fa-check"></i> <p> <a href="" target="_blank">Measurement Solutions for Heating, Refrigeration, Air Conditioning and Ventilation&nbsp; (PDF,&nbsp;4.2 MB) </a> </p> </li> </ul> | <table class="table table-bordered"> <tbody> <tr> <td rowspan="3">Product Brochures</td> <td><a href="#!" target="_blank">Product brochure testo 480 (PDF, 1.7 MB) </a></td> </tr> <tr> <td><a href="#!" target="_blank">TESTOsolutions efficient measurement and analysis of indoor climate (PDF, 859.9 kB) </a></td> </tr> <tr> <td><a href="#!" target="_blank">pb_testo480_de_Klimamessgerät1 (application/pdf, 714 KB) </a></td> </tr> <tr> <td rowspan="3">Manuals</td> <td><a href="#!" target="_blank">Instruction manual testo 480 (PDF, 4.3 MB) </a></td> </tr> <tr> <td><a href="#!" target="_blank">Instruction Manual - PC-Software - Testo EasyClimate (PDF, 3.1 MB) </a></td> </tr> <tr> <td><a href="#!" target="_blank">Short manual testo 480 (PDF, 877.6 kB)</a></td> </tr> <tr> <td rowspan="4">Software</td> <td> <a href="#!" target="_blank">PC-Software - Testo Easy-Climate for testo 835, testo 480 (V3.3 SP2, EXE, 98.072 KB) </a><br> <p> Software testo Easy-Climate for the testo 480 and the testo 835 (Single protocol or several protocols of the same type) If you have already installed Testo EasyClimate on your PC your existing software version will be updated automatically.(1) Please check if your instrument firmware is up-todate after running the update of EasyClimate. (2) This software supports the instrument testo 480. (3) For your own security we recommend a backup of your data before running an re-installation or update.</p> </td> </tr> <tr> <td><a href="#!" target="_blank">Execute Firmware update testo 480 (PDF, 76.0 kB) </a><br> <p>Execute Firmware update testo 480</p> </td> </tr> <tr> <td><a href="#!" target="_blank">testo 480 - Software update (firmware version 1.12) (EXE, 7.6 MB)</a></td> </tr> <tr> <td><a href="#!" target="_blank">sw_testo480_de_Klimamessgerät2 (font/x-font-fon, 98.072 KB)</a></td> </tr> </tbody> </table> | co2/measure/2.jpg | co2/measure/1.jpg | co2/measure/4.jpg | co2/measure/4.jpg | pdf/CO2, CO, light, sound, rpm/Light measuring instruments/Digital temperature/1.pdf, pdf/CO2, CO, light, sound, rpm/Light measuring instruments/Digital temperature/2.pdf, pdf/CO2, CO, light, sound, rpm/Light measuring instruments/Digital temperature/3.pdf, pdf/CO2, CO, light, sound, rpm/Light measuring instruments/Digital temperature/4.jpg, pdf/CO2, CO, light, sound, rpm/Light measuring instruments/Digital temperature/5.pdf, pdf/CO2, CO, light, sound, rpm/Light measuring instruments/Digital temperature/6.pdf, pdf/CO2, CO, light, sound, rpm/Light measuring instruments/Digital temperature/EasyClimate-835-480.exe, pdf/CO2, CO, light, sound, rpm/Light measuring instruments/Digital temperature/7.pdf, pdf/CO2, CO, light, sound, rpm/Light measuring instruments/Digital temperature/t480.exe, pdf/CO2, CO, light, sound, rpm/Light measuring instruments/Digital temperature/EasyClimate-835-480.exe
CO2, CO, light, sound, rpm | Sound level meters | 134 | testo 816-1 - dB meter for sound level measurement | 59547 | <p>The testo 816-1 dB meter is the professional model in the Testo range of sound measuring instruments. It is designed specifically for measuring sound levels in the workplace, in public places and in industry and production. Includes data storage and analysis.</p> <ul> <li> <i class="fa fa-check"></i> Precise sound level measurements according to IEC 61672-1 Class 2 and ANSI S1.4 Type 2 </li> <li> <i class="fa fa-check"></i> Ideal for health and safety inspections and immission control </li> <li> <i class="fa fa-check"></i> Integrated memory for up to 31 000 readings: long-term measuring possible </li> <li> <i class="fa fa-check"></i> PC software for data analysis and USB cable for data transfer </li> </ul> | <h4> Product Description </h4> <p> The top-of-the-range testo 816-1 dB meter for sound level measurement complies with all requirements with regard to the execution of non-conform sound level measurements according to IEC 61672-1 Class 2 and ANSI S1.4 Type 2. This makes it suitable for carrying out sound level measurements in the workplaces as well as in public places, industry and production.<br> The testo 816-1 has all the features which its little variant, the testo 816, has but also comes with a built-in data logger that can save up to 31 000 readings and dedicated PC software.<br> <br> <strong>The dB meter for pros: measure, save, analyse</strong><br> The testo 816-1 also comes with a practical all-in-one carry bag and a whole host of technical features and benefits designed to allow you to carry out professional sound level measurements as a part of health and safety inspections and immission controls. Benefits include being able to change the measuring rate from slow (one measurement per second) to fast (one measurement every 125 milliseconds) depending on the type of measurement, and being able to select between two frequency measurement types: the characteristic curve A corresponds to the way the human ear perceives sound pressure while the characteristic curve C measures the low frequency percentage of the sound.<br> <br> In addition, you can also use the optional sound calibrator and the screwdriver included in the scope of delivery to recalibrate your testo 816-1 dB meter on site wherever you are.<br> <br> The dB meter also has a backlit display for use in all lighting conditions.<br> <br> But that is by no means all: the testo 816-1 sound measuring instrument has an internal data logger that can save up to 31 000 measurements and comes with a USB cable which allows you to hook your meter up to a PC and transfer the data directly, and dedicated PC software designed to help you manage and analyse the data you have collected.<br> <br> <strong>Areas of use for the testo 816-1 dB meter</strong><br> <br> Health and safety is a key issue in the workplace where sound levels are not allowed to exceed certain decibel limits. But high sound levels are just as much an issue in public places where environmental noise caused by traffic, industry and public events not only reaches levels which some residents find uncomfortable or annoying but which can also be harmful to their health.<br> <br> The testo 816-1 dB meter is designed for checking and measuring sounds levels in the workplace and in public places using selective or long-term measurements. </p> <p>&nbsp;</p> <h4> Delivery Scope </h4> <p> testo 816-1 dB meter according to IEC 61672-1 Class 2 and ANSI S1.4 Type 2, all-in-one carry bag, windscreen, PC software, USB cable, screwdriver for calibration, batteries, user guide on CD ROM. </p> | <table class="table table-bordered"> <thead> <tr> <th colspan="2">Sound Pressure</th> </tr> </thead> <tbody> <tr> <td>Measuring range</td> <td> 30 to 130 dB </td> </tr> <tr> <td>Frequence range</td> <td> 20 to 8 kHz </td> </tr> <tr> <td>Accuracy</td> <td> ±1.4 dB (under reference conditions: 94 dB, 1 kHz) </td> </tr> <tr> <td>Resolution</td> <td> 0.1 dB </td> </tr> <tr> <td>Measuring rate</td> <td> 0.5 s </td> </tr> </tbody> </table> <table class="table table-bordered"> <thead> <tr> <th colspan="2">General technical data</th> </tr> </thead> <tbody> <tr> <td>Dimensions</td> <td> 272 x 83 x 42 mm </td> </tr> <tr> <td>Operating temperature</td> <td> 0 to +40 °C </td> </tr> <tr> <td>Frequency weighting</td> <td> A / C </td> </tr> <tr> <td>Microphone</td> <td> 0.5 " </td> </tr> <tr> <td>Dynamic range</td> <td> 100 dB </td> </tr> <tr> <td>Time weighting</td> <td> FAST 125 ms / SLOW 1 sec </td> </tr> <tr> <td>Warranty</td> <td> 2 years </td> </tr> <tr> <td>Battery type</td> <td> 4 x type AA batteries </td> </tr> <tr> <td>Storage temperature</td> <td> -10 to +60 °C </td> </tr> <tr> <td>Weight</td> <td> 390 g </td> </tr> </tbody> </table> |  | <table class="table table-bordered"> <tbody> <tr> <td>Product Brochures</td> <td><a href="#!" target="_blank">Product brochure testo 816-1 (PDF, 288.5 kB) </a></td> </tr> <tr> <td>Manuals </td> <td><a href="#!" target="_blank">Instuction manual testo 816-1 (PDF, 2.1 MB) </a> </td> </tr> <tr> <td>Software</td> <td><a href="#!" target="_blank">PC software testo 816-1 (version 4.3.0.0) (application/zip, 53.043 KB)</a><br> Please read the installation guide for installing the software. </td> </tr> </tbody> </table> | co2/sound/1.jpg | co2/sound/1.jpg |  |  | pdf/CO2, CO, light, sound, rpm/sound level meters/meter for sound level measurement/s1.pdf, pdf/CO2, CO, light, sound, rpm/sound level meters/meter for sound level measurement/s2.pdf, pdf/CO2, CO, light, sound, rpm/sound level meters/meter for sound level measurement/software.zip
CO2, CO, light, sound, rpm | Tachometer, stroboscopes | 135 | testo 470 - Digital tachometer | 31475 | <p>One digital tachometer, multiple measurements: The testo 470 RPM measuring instrument carries out rpm measurements on motors, shafts, fans, etc., but that’s not all. With this handy instrument, you can also determine speeds and lengths (e.g. of conveyor belts and rotors).</p> <ul> <li> <i class="fa fa-check"></i> Simple one-hand operation </li> <li> <i class="fa fa-check"></i> Measurement of rpm, speeds and lengths </li> <li> <i class="fa fa-check"></i> Storage of mean, max. and min. values as well as the last reading&nbsp; </li> <li> <i class="fa fa-check"></i> Includes accessories such as reflective markers, protective case and transport case </li> </ul> | <h4> Product Description </h4> <p> Do you need to measure the rpm of rotating objects or record the length and speed of conveyor belts and rotors? The testo 470 RPM measuring instrument is a compact tool that makes it possible to carry out these measurements.<br> <br> <strong>Multiple functions in one digital tachometer</strong><br> <br> In the case of optical rpm measurement, you can use the testo 470 RPM measuring instrument to record how fast a rotating object rotates. Thus, for example, you can check whether motors, shafts and fans are functioning correctly in order to spot any impending defects due to overload at an early stage.<br> <br> For rpm measurement, simply stick a reflective marker on the measurement object and aim the visible red beam at the reflective marker. The measurement can then start (at a distance of up to 600 mm between digital tachometer and measurement object). The digital tachometer is easy to operate using one hand.<br> <br> However, the testo 470 RPM measuring instrument not only provides the functions of an optical tachometer, it also functions as a mechanical tachometer: Attach the adapter for the probe tip and measure the rpm mechanically. Attach the wheel to also measure speeds and lengths of rotors/conveyor belts.<br> <br> You get the testo 470 digital tachometer in a transport case with practical accessories (reflective markers, softcase, etc.). </p> <p>&nbsp;</p> <h4> Delivery Scope </h4> <p> testo 470 digital tachometer with softcase, reflective markers, adapter, probe tip, wheels 0.1 m and 6", batteries, transport case and calibration protocol. </p> | <table class="table table-bordered"> <thead> <tr> <th colspan="2">rpm - Optical</th> </tr> </thead> <tbody> <tr> <td>Measuring range</td> <td> 1 to 99999 rpm </td> </tr> <tr> <td>Accuracy</td> <td> ±0.02 % of mv </td> </tr> <tr> <td>Resolution</td> <td> 0.01 rpm (1 to 99.99 rpm) 0.1 rpm (100 to 999.9 rpm) 1 rpm (1000 to 99999 rpm) </td> </tr> </tbody> </table> <table class="table table-bordered"> <thead> <tr> <th colspan="2">rpm - Mechanical</th> </tr> </thead> <tbody> <tr> <td>Measuring range</td> <td> 0.1 to 19999 rpm </td> </tr> <tr> <td>Accuracy</td> <td> ±0.2 % of mv </td> </tr> </tbody> </table> <table class="table table-bordered"> <thead> <tr> <th colspan="2">General technical data</th> </tr> </thead> <tbody> <tr> <td>Display type</td> <td> LCD </td> </tr> <tr> <td>Display size</td> <td> one-line </td> </tr> <tr> <td>Display function</td> <td> 5 digit LCD display </td> </tr> </tbody> </table> |  | <table class="table table-bordered"> <tbody> <tr> <td>Product Brochures</td> <td><a href="#!" target="_blank">Product brochure testo 470 (PDF, 226.3 kB) </a></td> </tr> <tr> <td>Manuals </td> <td><a href="#!" target="_blank">Instruction manual testo 470 (PDF, 3.8 MB) </a> </td> </tr> </tbody> </table> | co2/tacho/1.jpg | co2/tacho/1.jpg |  |  | pdf/CO2, CO, light, sound, rpm/tachometer/digital tachometer/d1.pdf pdf/CO2, CO, light, sound, rpm/tachometer/digital tachometer/d2.pdf
Thermal Imaging Cameras | Thermal imager | 136 | testo 865 - thermal imager | 113324 | <p>The testo 865 thermal imager combines all the important properties required for high-quality thermographic measurement – it is accurate, robust, fast and reliable. The testo 865 provides high-quality thermography at an affordable price and keeps going even in tough working conditions. The case supplied with the thermal imager means it can be conveniently transported, so it is always there for you when needed.</p> <ul> <li> <i class="fa fa-check"></i> Very good image quality: IR resolution of 160 x 120 pixels, via integrated testo SuperResolution Technology 320 x 240 pixels </li> <li> <i class="fa fa-check"></i> Visualizing temperature differences from 0.12°C </li> <li> <i class="fa fa-check"></i> Automatic detection of hot and cold spots </li> <li> <i class="fa fa-check"></i> Extensive accessories included: case, pro software, USB cable, lithium-ion rechargeable battery </li> </ul> | <h4> Product Description </h4> <p> The testo 865 thermal imager offers professional technology and concentrates on functions which are needed in a contractor's daily work. The testo 865 is a user-friendly thermal imager, optimized for fast and efficient work. With the testo ScaleAssist functions ensuring optimum setting of the thermal image scale for building thermography and the IFOV warner making sure you avoid measurement errors, you will always generate the perfect infrared image.<br>&nbsp;<h3>Areas of application of the testo 865 thermal imager</h3>Detect leaks, identify overheated connections, pinpoint thermal bridges or detect structural defects. The testo 865 thermal imager is ideal for applications in daily maintenance and installation work in trade and industry. It enables time-saving quality assurance and ensures reliable production control.<br>&nbsp;<h3>Technical highlights of the testo 865 thermal imager</h3>The testo 865 thermal imager stands out thanks to its easy operation and has the following impressive technical features:<ul> <li> <i class="fa fa-check"></i>Very good image quality due to high resolution: 19,200 temperature measuring points ensure precise thermography. Infrared resolution of 160 x 120 pixels – via integrated SuperResolution Technology 320 x 240 pixels</li> <li> <i class="fa fa-check"></i>Visualize temperature differences from 0.12°C</li> <li> <i class="fa fa-check"></i>Critical temperature conditions are directly displayed via automatic hot-cold spot recognition</li> <li> <i class="fa fa-check"></i>The IFOV warner means the distance from the measurement object / measurement spot size is determined and the measurement spot is shown on the thermal image – you therefore avoid measurement errors because the camera shows you exactly what you can measure</li> <li> <i class="fa fa-check"></i>Pro software for image evaluation on the PC</li> <li> <i class="fa fa-check"></i>You can choose to save thermal images as JPEGs</li></ul> </p> <p>&nbsp;</p> <h4> Delivery Scope </h4> <p> testo 865 thermal imager including USB cable, mains unit, lithium-ion rechargeable battery, pro software, commissioning instructions, short instructions, calibration protocol and case. </p> | <table class="table table-bordered"> <thead> <tr> <th colspan="2">Infrared image output</th> </tr> </thead> <tbody> <tr> <td>Infrared resolution</td> <td> 160 x 120 pixels </td> </tr> <tr> <td>Focus</td> <td> Fixed focus </td> </tr> <tr> <td>Image refresh rate</td> <td> 9 Hz </td> </tr> <tr> <td>SuperResolution (IFOV)</td> <td> 2.1 mrad </td> </tr> <tr> <td>SuperResolution (Pixel)</td> <td> 320 x 240 pixels </td> </tr> <tr> <td>Geometric resolution (IFOV)</td> <td> 3.4 mrad </td> </tr> <tr> <td>Minimum focus distance</td> <td> &lt;0.5 m </td> </tr> <tr> <td>Field of view</td> <td> 31° x 23° </td> </tr> <tr> <td>Thermal sensitivity</td> <td> 120 mK </td> </tr> <tr> <td>Spectral range</td> <td> 7.5 to 14 µm </td> </tr> </tbody> </table> <table class="table table-bordered"> <thead> <tr> <th colspan="2">Image presentation</th> </tr> </thead> <tbody> <tr> <td>Display type</td> <td> 8.9 cm (3.5") TFT, QVGA (320 x 240 pixels) </td> </tr> <tr> <td>Display option</td> <td> IR image only </td> </tr> <tr> <td>Colours</td> <td> 4 (iron, rainbow, cold-hot, grey) </td> </tr> </tbody> </table> <table class="table table-bordered"> <thead> <tr> <th colspan="2">Measurement</th> </tr> </thead> <tbody> <tr> <td>Measuring range</td> <td> -20 to +280 °C </td> </tr> <tr> <td>Accuracy</td> <td> ±2 °C, ±2 % of mv </td> </tr> <tr> <td>Emissivity</td> <td> 0.01 to 1 </td> </tr> <tr> <td>Reflected temperature</td> <td> manual </td> </tr> </tbody> </table> <table class="table table-bordered"> <thead> <tr> <th colspan="2">Measuring function</th> </tr> </thead> <tbody> <tr> <td>Analysis function</td> <td> Mean point measurement, hot/cold-spot recognition, Delta T </td> </tr> <tr> <td>testo ScaleAssist</td> <td> Included </td> </tr> <tr> <td>IFOV warner</td> <td> Included </td> </tr> </tbody> </table> <table class="table table-bordered"> <thead> <tr> <th colspan="2">Imager equipment</th> </tr> </thead> <tbody> <tr> <td>Full screen mode</td> <td> Included </td> </tr> <tr> <td>JPEG storage</td> <td> Included </td> </tr> <tr> <td>Video streaming</td> <td> via USB </td> </tr> <tr> <td>Standard lens</td> <td> 31° x 23° </td> </tr> <tr> <td>Interface</td> <td> USB 2.0 Micro B </td> </tr> </tbody> </table> <table class="table table-bordered"> <thead> <tr> <th colspan="2">Imager storage</th> </tr> </thead> <tbody> <tr> <td>File format image</td> <td> .bmt; .jpg; export option in .bmp; .jpg; .png; .xls; .csv </td> </tr> <tr> <td>Storage device</td> <td> Internal Memory (2.8 GB) </td> </tr> </tbody> </table> <table class="table table-bordered"> <thead> <tr> <th colspan="2">Power supply</th> </tr> </thead> <tbody> <tr> <td>Battery type</td> <td> Fast-charging, Li-ion battery can be changed on-site </td> </tr> <tr> <td>Operating time</td> <td> 4 h </td> </tr> <tr> <td>Charging options</td> <td> In instrument / charger (optional) </td> </tr> <tr> <td>Mains operation</td> <td> yes </td> </tr> </tbody> </table> <table class="table table-bordered"> <thead> <tr> <th colspan="2">Ambient Condition</th> </tr> </thead> <tbody> <tr> <td>Air humidity</td> <td> 20 to 80 %RH non-condensing </td> </tr> <tr> <td>Housing protection class</td> <td> IP54 </td> </tr> <tr> <td>Vibration</td> <td> 2G </td> </tr> <tr> <td>Storage temperature</td> <td> -30 to +60 °C </td> </tr> <tr> <td>Operating temperature</td> <td> -15 to +50 °C </td> </tr> </tbody> </table> <table class="table table-bordered"> <thead> <tr> <th colspan="2">Physical specification</th> </tr> </thead> <tbody> <tr> <td>Housing</td> <td> PC - ABS </td> </tr> <tr> <td>Weight</td> <td> 510 g </td> </tr> <tr> <td>Dimensions</td> <td> 219 x 96 x 95 mm </td> </tr> </tbody> </table> <table class="table table-bordered"> <thead> <tr> <th colspan="2">PC software</th> </tr> </thead> <tbody> <tr> <td>System requirements</td> <td> Windows 10; Windows 8; Windows 7 </td> </tr> </tbody> </table> <table class="table table-bordered"> <thead> <tr> <th colspan="2">Standards, tests, warrenty</th> </tr> </thead> <tbody> <tr> <td>EU-/EG-guidelines</td> <td> EMC: 2014/30/EU </td> </tr> <tr> <td>Warranty</td> <td> 2 years </td> </tr> </tbody> </table> | <h4>Detecting structural defects and ensuring construction quality (especially: air tightness of windows and doors)</h4> <p> Analysis with a Testo thermal imager is a fast and efficient method of detecting possible structural defects. Furthermore, Testo thermal imagers are ideally suited for providing proof of the quality and correct implementation of construction measures. Any heat losses, humidity and lack of air tightness in a building are visible in the thermal image. The Testo thermal imager makes it possible to detect faulty thermal insulation and structural damage – all using a non-contact method! The testo ScaleAssist function, which automatically ensures optimum setting of the thermal image scale, means you get objectively comparable thermal images of buildings. This makes correct assessment of structural defects and thermal bridges easier than ever before. Checking the air tightness of windows and doors is one of the typical applications of the thermal imager.<p> <h4>Easy checking of heating and installation systems</h4> <p> Testo thermal imagers are easy and intuitive to operate, so they are ideal for quickly and reliably checking heating, ventilation and air conditioning systems. Just a quick look with the thermal imager is enough to discover irregularities in temperature distribution. Thus, thermography can be used to easily locate clogged radiators and leaks. Typical applications for the thermal imager:</p> <ul> <li> <i class="fa fa-check"></i>Checking radiators for silting</li> <li> <i class="fa fa-check"></i>Locating leaks</li> <li> <i class="fa fa-check"></i>Measuring the flow and return temperature</li> <li> <i class="fa fa-check"></i>Pinpointing the course of heating loops in an underfloor heating system</li> </ul> <h4>Support in preventive maintenance</h4> <p> Reliable early detection of damage to production-relevant systems is essential in order to guarantee the safety and reliability of the system and prevent costly downtimes. Problematic areas in electrical and mechanical production facilities usually become evident due to an increase in temperature of the affected components. You can use a thermal imager to detect critical heat conditions (known as hotspots) in your system directly during operation, therefore guaranteeing an additional bonus in terms of reliability. Typical applications for the thermal imager:</p> <ul> <li> <i class="fa fa-check"></i>Quick location of hotspots in electrical installations</li> <li> <i class="fa fa-check"></i>Detection of critical heat conditions in engines, shafts and bearings</li> </ul> <h4>Support in preventive maintenance</h4> <p> Reliable early detection of damage to production-relevant systems is essential in order to guarantee the safety and reliability of the system and prevent costly downtimes. Problematic areas in electrical and mechanical production facilities usually become evident due to an increase in temperature of the affected components. You can use a thermal imager to detect critical heat conditions (known as hotspots) in your system directly during operation, therefore guaranteeing an additional bonus in terms of reliability. Typical applications for the thermal imager:</p> <ul> <li> <i class="fa fa-check"></i>Quick location of hotspots in electrical installations</li> <li> <i class="fa fa-check"></i>Detection of critical heat conditions in engines, shafts and bearings</li> </ul> | <table class="table table-bordered"> <tbody> <tr> <td>Product Brochures</td> <td><a href="#!" target="_blank">Data sheet testo 865 (application/pdf, 413 KB)</a></td> </tr> <tr> <td rowspan="2">Manuals</td> <td><a href="#!" target="_blank">Declaration of Conformity testo 865 (application/pdf, 581 KB) </a></td> </tr> <tr> <td><a href="#!" target="_blank">Short manual testo 865-872 (application/pdf, 911 KB) </a></td> </tr> <tr> <td rowspan="4">Software</td> <td> <a href="#!" target="_blank">PC Software IRSoft (for all testo thermal imagers) (v4.1, EXE, 270.336 kB) </a><br> <p> The PC software IRSoft Download IRSoft Version allows you to easy evaluate your infrared images. If you have already installed an older version of IRSoft on your PC, the existing version will be updated to the latest version. To use the PC software, please observe the instruction manual of the IRSoft. The PC software IRSoft can be used with all Testo thermal imaging cameras.</p> </td> </tr> <tr> <td><a href="#!" target="_blank">Instruction Manual IRSoft (for all testo thermal imagers) (v4.0, PDF, 1.626 KB)</a> </td> </tr> <tr> <td><a href="#!" target="_blank">Firmware testo 865, testo 868, testo 871, testo 872 (v1.6.0, EXE, 76.225 KB)</a><br> <p>In order to be able to use the PC software optimally, the instrument should also be updated with the latest version of the instrument firmware. Please note: For the Firmware upgrade the current IRSoft is essential.</p></td> </tr> <tr> <td><a href="#!" target="_blank">Instruction Firmware Update (testo 865, testo 868, testo 871, testo 872, testo 885, testo 890) (v1.0, PDF, 206.2 KB)</a></td> </tr> </tbody> </table> | thermalimager\testo865\1.jpg | thermalimager\testo865\2.jpg | thermalimager\testo865\3.jpg |  | pdf/thermal imaging camara/thermal imager/thermal/t1.pdf, pdf/thermal imaging camara/thermal imager/thermal/t2.pdf, pdf/thermal imaging camara/thermal imager/thermal/t3.pdf, pdf/thermal imaging camara/thermal imager/thermal/IRSoft_t4.exe, pdf/thermal imaging camara/thermal imager/thermal/t5.pdf, pdf/thermal imaging camara/thermal imager/thermal/t6.exe, pdf/thermal imaging camara/thermal imager/thermal/t7.pdf
Pressure | Vacuum measuring instruments | 54 | testo 557 set - Digital vacuum gauge | 50142 | <p>The testo 557 digital vacuum gauge fulfils numerous functions, which are required for working on refrigeration systems and heat pumps, in just one instrument: for example superheating/subcooling calculation, vacuum measurement, temperature-compensated leakage test. You can also use a practical app to monitor the manifold via your smartphone/tablet and store the measurement results or send them by e-mail. </p> <ul> <li> <i class="fa fa-check"></i> Calculation of superheating and subcooling in real time: no manual calculation, which is prone to error </li> <li> <i class="fa fa-check"></i> Connect to smartphone/tablet app: remote monitoring and smart measurement documentation </li> <li> <i class="fa fa-check"></i> Precise external Pirani gauge for vacuum measurement, temperature-compensated leakage test, automatic ambient pressure measurement </li> <li> <i class="fa fa-check"></i> The 60 most common refrigerants are stored in the instrument, subsequent updates possible (via app) </li> </ul> | <p> Are you primarily entrusted with the commissioning or maintenance of refrigeration systems or heat pumps? If so, the testo 557 is the ideal digital vacuum gauge for you: like the testo 550, this manifold replaces multiple tools in the refrigeration industry and can be connected to a practical app. As well as the features of the testo 550 manifold, the testo 557 offers a high-precision external Pirani gauge for vacuum measurement: this enables the quick, safe evacuation of refrigeration systems and heat pumps.</p> <h5>State-of-the-art technology, to make your work easier: the digital manifold in detail</h5> <p>The testo 557 4-way digital vacuum gauge was developed to relieve your workload, to make your work more efficient, and to deliver more accurate measurement results – as well as to offer your customers services that are even more reliable. See all the advantages at a glance:</p> <ul> <li> <i class="fa fa-check"></i><h5>Quick, precise measurement of high and low pressure:</h5> two temperature-compensated pressure sensors make this possible and automatically calculate the theoretical evaporating and condensing temperature</li> <li> <i class="fa fa-check"></i><h5>Simultaneous calculation of superheating and subcooling:</h5> do away with manual calculations, which are time-consuming and during which errors often creep in</li> <li> <i class="fa fa-check"></i><h5>Precise external Pirani gauge for vacuum measurement:</h5> you get a high-precision Pirani gauge with the digital manifold, enabling you to carry out accurate vacuum measurement and making it easier to evacuate refrigeration systems and heat pumps</li> <li> <i class="fa fa-check"></i><h5>Two clamp temperature probes included in the delivery:</h5> clamp them to the cables to reliably measure the surface temperature</li> <li> <i class="fa fa-check"></i><h5>No need to switch over refrigerant hoses:</h5> thanks to automatic heat pump mode</li> <li> <i class="fa fa-check"></i><h5>Can be used for 60 current refrigerants:</h5> 60 refrigerants are stored in the manifold, which you can update if necessary via the smartphone/tablet app and adapt to suit your requirements</li> </ul> <p>Other key functions of the 4-way manifold are the temperature-compensated leakage test and the automatic ambient pressure compensation.</p> <h5>Manifold with practical app: connect the measuring instrument to your smartphone/tablet!</h5> <p>You can download the appropriate app for the testo 557 digital vacuum gauge on your smartphone or tablet. The app will make your work easier thanks to its wide range of smart functions:</p> <ul> <li> <i class="fa fa-check"></i><h5>Remote monitoring of the measurement:</h5> you don't need to stay right next to the manifold during the measurement, you can monitor the measurement from a distance via your smartphone/tablet; coverage of up to 20 m where there are no obstructions (at the very least)</li> <li> <i class="fa fa-check"></i><h5>Measurement data display on your smartphone/tablet: </h5>your smartphone/tablet displays the readings for you while the measurement is ongoing – really helpful when you are making system settings at the same time</li> <li> <i class="fa fa-check"></i><h5>Practical documentation functions:</h5> save your measurement results (in pdf or csv format) and send them directly by e-mail if required. Where applicable, the photos that you took at the measuring location can be appropriately inserted into the documentation using the app</li> <li> <i class="fa fa-check"></i><h5>Refrigerant update:</h5> to ensure that the refrigerants in your digital manifold always remain up to date, you can use the app to carry out a refrigerant update</li> </ul> <p>The app can be used with both Android and iOS systems. After installing the app, manifold and smartphone/tablet can be connected to each other via Bluetooth.</p> <h5>Innovative technology robustly packaged</h5> <p>A sturdy housing reliably protects the testo 557 digital vacuum gauge from impacts (in compliance with protection class IP 42). Thanks to the suspension hook on the back, the instrument is well-secured during the measuring process. The illuminated display ensures optimum legibility of the readings, even if visibility is poor.</p> <h4> Delivery Scope </h4> <p> testo 557 4-way digital vacuum gauge including two clamp temperature probes, precise external Pirani gauge for vacuum measurement, transport case, calibration protocol, batteries and app (can be downloaded). </p> | <table class="table table-bordered"> <thead> <tr> <th colspan="2">Temperature</th> </tr> </thead> <tbody> <tr> <td>Measuring range</td> <td> -50 to +150 °C </td> </tr> <tr> <td>Accuracy</td> <td> ±0.5 °C </td> </tr> <tr> <td>Resolution</td> <td> 0.1 °C </td> </tr> <tr> <td>Probe connection</td> <td> 2 x Plug-in (NTC) </td> </tr> </tbody> </table> <table class="table table-bordered"> <thead> <tr> <th colspan="2">Pressure measurement</th> </tr> </thead> <tbody> <tr> <td>Measuring range</td> <td> -1 to 60 bar </td> </tr> <tr> <td>Accuracy</td> <td> ±0.5 % fs </td> </tr> <tr> <td>Resolution</td> <td> 0.01 bar </td> </tr> <tr> <td>Probe connection</td> <td> 3 x 7/16" – UNF + 1 x 5/8'' – UNF </td> </tr> <tr> <td>Overload rel. (high pressure)</td> <td> 65 bar </td> </tr> </tbody> </table> <table class="table table-bordered"> <thead> <tr> <th colspan="2">Vacuum measurement</th> </tr> </thead> <tbody> <tr> <td>Measuring range</td> <td> 0 to 20000 micron </td> </tr> <tr> <td>Accuracy</td> <td> ± (10 micron + 10 % of mv) (100 to 1000 micron) </td> </tr> <tr> <td>Resolution</td> <td> 1 micron (0 to 1000 micron) 10 micron (1000 to 2000 micron) 100 micron (2000 to 5000 micron) 500 micron (5000 to 10000 micron) 5000 micron (10000 to 20000 micron) </td> </tr> </tbody> </table> <table class="table table-bordered"> <thead> <tr> <th colspan="2">General technical data</th> </tr> </thead> <tbody> <tr> <td>Dimensions</td> <td> 220 x 125 x 70 mm </td> </tr> <tr> <td>Operating temperature</td> <td> -20 to +50 °C </td> </tr> <tr> <td>Protection class</td> <td> IP42 </td> </tr> <tr> <td>Warranty</td> <td> 2 years </td> </tr> <tr> <td>Battery life</td> <td> 250 h (without illumination, without Bluetooth®, without vacuum probe) </td> </tr> <tr> <td>Pressure media</td> <td> CFC </td> </tr> <tr> <td>Refrigerants in instrument</td> <td> 60 profiles:; R11; R12; R123; R1234yf; R1234ze; R125; R13B1; R134a; R14; R142B; R152A; R161; R22; R227; R23; R290; R32; R401A; R401B; R401C; R402A; R402B; R404A; R406A; R407A; R407B; R407C; R407D; R407F; R408A; R409A; R410A; Ra11A; R412A; R413A; R414B; R416A; R417A; R420A; R421A; R421B; R422A; R422B; R422C; R422D; R424A; R426A; R427A; R434A; R437A; R438A; R502; R503; R507; R508A; R508B; R600; R600a; R744 (CO₂); R718 (H₂O); update via App </td> </tr> <tr> <td>System requirements</td> <td> requires iOS 7.1 or newer; requires Android 4.3 or newer; requires mobile end device with Bluetooth 4.0 </td> </tr> <tr> <td>Storage temperature</td> <td> -20 to +60 °C </td> </tr> <tr> <td>Weight</td> <td> 1200 g </td> </tr> </tbody> </table> |  | <table class="table table-bordered"> <tbody> <tr> <td >Product Brochures</td> <td><a href="#!" target="_blank">Product brochure testo 557 (PDF, 707.3 kB) </a></td> </tr> <tr> <td>Manuals </td> <td><a href="" target="_blank">Instruction manual testo 557 (PDF, 1.9 MB) </a> </td> </tr> </tbody> </table> | pressure/vacuum_measuring_instruments/testo_557/1.jpg | pressure/vacuum_measuring_instruments/testo_557/2.jpg | pressure/vacuum_measuring_instruments/testo_557/3.jpg | pressure/vacuum_measuring_instruments/testo_557/14.jpg | pdf/pressure/Vacuum measuring instruments/testo 557 set - Digital vacuum gauge/Vacuum measuring instruments-1.pdf , pdf/pressure/Vacuum measuring instruments/testo 557 set - Digital vacuum gauge/Vacuum measuring instruments-2.pdf
Pressure | Leakage measurement | 55 | testo 316-4 set 1 - leak detector | 48610 | <p>Everything you need for professional leakage detection: the testo 316-4 set 1 with leak detector for all common refrigerants CFC, HFC, HCFC and H2, including refrigerant sensor head, case, mains unit and earphones. You will therefore be ideally equipped to carry out quick, reliable leakage detection. </p> <ul> <li> <i class="fa fa-check"></i> Extremely high sensitivity of ˂3g/a enables detection of even the smallest leaks </li> <li> <i class="fa fa-check"></i> Visual and acoustic alarm for optimum leakage detection </li> <li> <i class="fa fa-check"></i> Permanent sensor check, ensuring that your work is both safe and fast </li> <li> <i class="fa fa-check"></i> Earplug connection for safe leakage detection in loud environments </li> </ul> | <h4> Product Description </h4> <p>Leaks on a refrigeration system or heat pump have serious consequences. The system no longer provides the required cooling capacity and, in the worst case scenario, system components can be damaged. Not to mention the environmental damage and the costs incurred by your customer. You need fast, reliable measuring instruments such as the testo 316-4 leak detector in order to be able to detect even the smallest of leaks.</p> <h4>Advantages of the testo 316-4 set 1 leak detector</h4> <ul> <li> <i class="fa fa-check"></i><h5>An all-rounder in leak detection: </h5>the testo 316-4 leak detector (set 1) is a fast, reliable leak detector for all common refrigerants</li> <li> <i class="fa fa-check"></i><h5>Practical sensor technology:</h5> the leak detector's sensor is permanently monitored and displays malfunctions or contaminations on the screen. The use of test leaks is therefore no longer necessary. If dirty, the sensor can be easily cleaned and is then ready for use again straight away. Moreover, thanks to its flexible gooseneck, the sensor can be positioned close to the pipework or the measuring location</li> </ul> <ul> <li> <i class="fa fa-check"></i><h5>High sensitivity:</h5> its extremely high sensitivity of ˂3g/a in accordance with EN 14624 enables reliable detection of even the smallest leaks. The drag pointer function indicates maximum leakages, making it easier to locate leaks</li> <li> <i class="fa fa-check"></i><h5>Reliable warning functions:</h5> if a leak is found, the display changes from green to red. An audible signal also indicates that a leak has been detected. The earphones included in the set also enable the testo 316-4 leak detector to be used in loud environments.</li> <li> <i class="fa fa-check"></i><h5>Further options for ammonia: </h5>for refrigeration systems that operate with ammonia, you can upgrade the testo 316-4 leak detector (set 1) using the spare head for ammonia (NH3). Or you can purchase the testo 316-4 leak detector (set 2) specifically for ammonia</li> </ul> <h4> Delivery Scope </h4> <p> testo 316-4 leak detector including refrigerant sensor head, case, mains unit and earphones. </p> | <table class="table table-bordered"> <thead> <tr> <th colspan="2">General technical data</th> </tr> </thead> <tbody> <tr> <td>Operating humidity</td> <td> 20 to 80 %RH </td> </tr> <tr> <td>Reaction time</td> <td> &lt; 1 s </td> </tr> <tr> <td>Dimensions</td> <td> 190 x 57 x 42 mm </td> </tr> <tr> <td>Operating temperature</td> <td> -20 to +50 °C </td> </tr> <tr> <td>Leakage alarm</td> <td> optical and audible alarm </td> </tr> <tr> <td>Length of gooseneck</td> <td> 370 mm </td> </tr> <tr> <td>Start-up time</td> <td> &lt;50 sec (0 ... +50 °C); &lt;80 sec (-20 ... 0 °C) </td> </tr> <tr> <td>Detectable</td> <td> R134a; R22; R404A; H₂ and all common refrigerants such as CFC, HCFC, HFC NH₃ (separate sensor head) </td> </tr> <tr> <td>Sensitivity</td> <td> 3 g/a </td> </tr> <tr> <td>Standards</td> <td> EN 14624:2012 </td> </tr> <tr> <td>Warranty</td> <td> 2 years </td> </tr> <tr> <td>Battery type</td> <td> 1 battery block (6 cells NiMh) </td> </tr> <tr> <td>Battery life</td> <td> 6 h (Continuous operation) </td> </tr> <tr> <td>Storage temperature</td> <td> -25 to +70 °C </td> </tr> <tr> <td>Weight</td> <td> 348 g </td> </tr> </tbody> </table> |  | <table class="table table-bordered"> <tbody> <tr> <td >Product Brochures</td> <td><a href="#!" target="_blank">Product brochure testo 316-4 (PDF, 278.9 kB) </a></td> </tr> <tr> <td>Manuals </td> <td><a href="" target="_blank">Instruction manual testo 316-4 (PDF, 405 KB)</a> </td> </tr> </tbody> </table> | pressure/leakage_measurement/testo_316/1.jpg | pressure/leakage_measurement/testo_316/1.jpg |  |  | pdf/pressure/Leakage measurement/testo 316-4 set 1 - leak detector/Leakage measurement-1.pdf , pdf/pressure/Leakage measurement/testo 316-4 set 1 - leak detector/Leakage measurement-2.pdf
Data logger and monitoring | Data logger and monitoring - Data logger | 140 | testo 175 H1 - Temperature and humidity data logger | 30260 | <p>If you are optimising energy usage, archiving, storing goods or creating a comfortable indoor climate –and if you can’t analyze the temperature and humidity, you won’t get optimal results. Testo 175 H1 is designed to carry out reliable long-term measurements and log these crucial values for you. </p> <ul> <li> <i class="fa fa-check"></i> Round-the-clock monitoring and logging of temperature, relative humidity and dew point </li> <li> <i class="fa fa-check"></i> Super-size memory for long-term measurements and up to 1 million readings, battery life of 3 years </li> <li> <i class="fa fa-check"></i> Shorter reaction times and accurate measurements with external humidity sensor </li> <li> <i class="fa fa-check"></i> Free software download (ComSoftBasic) </li> </ul> | <h4> Product Description </h4> <p>The testo 175 H1 data logger measures, monitors and logs the temperature and relative humidity in buildings and closed rooms. The 175 H1 can monitor the indoor climate in buildings, storage facilities and archives and help create a comfortable climate in the workplace.</p> <p>The logger comes with an external humidity sensor (stub) for shorter reaction times and a lock to prevent it from being easily stolen or tampered with.</p> <p> In addition to the current temperature and humidity values, the logger can also log and display dew point values.&nbsp; Other information including adjustable threshold values, breached thresholds and remaining battery power can also be read off the large, clear display. </p> <h5>Security and comfort on all levels</h5> The data logger testo 175 H1 ensures a high level of data security and reliable measurements based on leading-edge technology. It has a super-size memory that can save up to 1 million readings and an extended battery life of up to 3 years. This gives you the freedom to read out the data at longer intervals, even when the measuring cycles are shorter. The triple AAA batteries included in the scope of supply can be easily replaced by the user.<br> <br> <br> <h5>Programming and Analyzing the data Loggers</h5> <p> Choose 1 of 3 software versions to program or read out the loggers or to analyze the measuring data you have obtained on your PC:</p> <br> -&nbsp; Software ComSoft Basic– included – allows you to program your logger and analyze the data quickly and easily <br> -&nbsp; Software ComSoft Professional– optional – provides you with additional possibilities and a more detailed analysis of the temperature and humidity values<br> <br> -&nbsp; Software ComSoft CFR 21 Part11– optional – ideal for the special demands of the pharmaceutical sector in compliance with 21 CFR Part 11<br> <p> You will need a USB cable (not included in scope of supply) to program your data logger. The data can be transferred to your PC either via USB cable or SD card. Both are optionally available as accessories which can be ordered along with your testo 175 H1.</p> <h4> Delivery Scope </h4> <p> testo 175 H1 2-channel data logger for temperature and humidity measurements, external humidity sensor (NTC/ capacitive humidity sensor), wall bracket, lock, batteries, calibration protocol. </p> | <table class="table table-bordered"> <thead> <tr> <th colspan="2">Temperature - NTC</th> </tr> </thead> <tbody> <tr> <td>Measuring range</td> <td> -20 to +55 °C </td> </tr> <tr> <td>Accuracy</td> <td> ±0.4 °C (-20 to +55 °C) </td> </tr> <tr> <td>Resolution</td> <td> 0.1 °C </td> </tr> </tbody> </table> <table class="table table-bordered"> <thead> <tr> <th colspan="2">Humidity - Capacitive</th> </tr> </thead> <tbody> <tr> <td>Measuring range</td> <td> 0 to 100 %RH* </td> </tr> <tr> <td>Accuracy</td> <td> ±2 %RH (2 to 98 %RH) at +25 °C </td> </tr> <tr> <td>Resolution</td> <td> 0.1 %RH </td> </tr> </tbody> </table> <p>* Not for condensing atmospheres. For continuous use in high humidity (&gt;80 %RH at ≤30 °C for &gt;12 h, &gt;60 %RH at &gt;30 °C for &gt;12 h), please contact us via our website.</p> <table class="table table-bordered"> <thead> <tr> <th colspan="2">Dewpoint (calculated)</th> </tr> </thead> <tbody> <tr> <td>Measuring range</td> <td> -40 to +50 °Ctd </td> </tr> <tr> <td>Accuracy</td> <td> +0.03 %RH/K </td> </tr> </tbody> </table> <table class="table table-bordered"> <thead> <tr> <th colspan="2">General technical data</th> </tr> </thead> <tbody> <tr> <td>Dimensions</td> <td> 149 x 53 x 27 mm </td> </tr> <tr> <td>Operating temperature</td> <td> -20 to +55 °C </td> </tr> <tr> <td>Protection class</td> <td> IP54 </td> </tr> <tr> <td>Channels</td> <td> 2 internal </td> </tr> <tr> <td>Warranty</td> <td> 2 years </td> </tr> <tr> <td>Battery type</td> <td> 3 x AIMn type AAA or Energizer </td> </tr> <tr> <td>Battery life</td> <td> 3 years at 15 min. meas. rate </td> </tr> <tr> <td>Memory</td> <td> 1,000,000 measuring values </td> </tr> <tr> <td>Storage temperature</td> <td> -20 to +55 °C </td> </tr> </tbody> </table> | <h4>Monitoring and documentation of building air conditioning</h4> <p>Temperature and relative humidity are crucial factors in assessing air quality and levels of comfort in indoor spaces, e.g. in workplaces. With the aid of data loggers, this data can be permanently monitored and documented. They are also excellently suited to the monitoring of ventilation systems or for assessing existing building moisture. With the use of special software, the measurement configurations can be customised and recorded measurement data can be both analysed and stored.</p> <h4>Monitoring and documentation of the storage temperature and humidity</h4> <p>The proper observance of storage temperature and humidity is an important prerequisite for the quality control of many products; e.g. in the area of food and pharmaceutical products. To this end data loggers are usually used. They monitor and document the course of ambient conditions automatically, thereby contributing significantly to verifying that product quality is being maintained. The direct display of violations of limit values allows fluctuations in temperature and humidity to be responded to fast. With the aid of the configuration and read out software, custom measurement configurations can also be made and recorded measurement data can be both analysed and stored.</p> <h4>Monitoring and documentation of the transportation temperature and humidity</h4> <p>The smooth recording and documentation of measurement data plays a significant role for all products that are sensitive to temperature and humidity fluctuations, or which need to be stored in a predesignated area. The wrong conditions during transportation can result in major losses in quality right through to a complete loss of value for the monitored products. With the aid of a data logger, goods in transit can be monitored to make sure specified temperature and humidity zones are being observed; this can then be read out, analysed and stored using special software.</p> | <table class="table table-bordered"> <tbody> <tr> <td>Product Brochures</td> <td><a href="#!" target="_blank">Productbrochure testo 175-H1 (PDF, 206.0 kB)</a></td> </tr> <tr> <td rowspan="2">Manuals</td> <td><a href="#!" target="_blank">Instruction manual testo 175-T1, -T2, -T3, -H1 (PDF, 1.7 MB)</a></td> </tr> <tr> <td><a href="#!" target="_blank">TESTOsolutions identifying damp walls and avoiding mould (PDF, 722.6 kB) </a></td> </tr> <tr> <td rowspan="4">Software</td> <td> <a href="#!" target="_blank">ComSoft Basic (for data logger testo 174, 175, 176, 177) (v5.0 ServicePack 5.1, EXE, 209.0 MB)</a><br> <p> If you already have an older version of the ComSoft Basic 5 installed on your computer, please deinstall this first.</p> </td> </tr> <tr> <td><a href="#!" target="_blank">ComSoft Basic Instruction manual (PDF, 1.9 MB)</a><br> </td> </tr> <tr> <td><a href="#!" target="_blank">testo usb driver - Instruction manual (PDF, )</a></td> </tr> <tr> <td><a href="#!" target="_blank">testo usb driver - V2.8 for various measuring instruments (EXE, 1.7 MB)</a></td> <p>usb driver for the testo usb instruments: • usb interface testo 174 • usb interface testo 175 / 176 / 177 - T + H • testo 320 / 330 / 335 / 340 / 350 • testo 435 / 635 / 735 • testo 556/560 • testo 580 • testo 845</p> </tr> </tbody> </table> | dataloggerandmonitoring/testo_175 _h1/1.jpg | dataloggerandmonitoring/testo_175 _h1/2.jpg | dataloggerandmonitoring/testo_175 _h1/3.jpg | dataloggerandmonitoring/testo_175 _h1/4.jpg | pdf/Data logger and monitoring/Data logger and monitoring - Data logger/testo 175 H1 - Temperature and humidity data logger/Data logger and monitoring - Data logger-1.pdf , pdf/Data logger and monitoring/Data logger and monitoring - Data logger/testo 175 H1 - Temperature and humidity data logger/Data logger and monitoring - Data logger-2.pdf , pdf/Data logger and monitoring/Data logger and monitoring - Data logger/testo 175 H1 - Temperature and humidity data logger/Data logger and monitoring - Data logger-3.pdf , pdf/Data logger and monitoring/Data logger and monitoring - Data logger/testo 175 H1 - Temperature and humidity data logger/testo-ComSoft-Basic-5.exe , pdf/Data logger and monitoring/Data logger and monitoring - Data logger/testo 175 H1 - Temperature and humidity data logger/Data logger and monitoring - Data logger-4.pdf , pdf/Data logger and monitoring/Data logger and monitoring - Data logger/testo 175 H1 - Temperature and humidity data logger/Data logger and monitoring - Data logger-5.pdf , pdf/Data logger and monitoring/Data logger and monitoring - Data logger/testo 175 H1 - Temperature and humidity data logger/USBDriver-V2-8.exe
Combustion / Flue gas | Flue gas analyser | 141 | testo 350 - Analysis Box for exhaust gas analysis systems |  | <p>The testo 350 is a rugged, easy-to-use exhaust gas analyzer designed to meet the highest demands when it comes to carrying out precise industrial emission measurements and providing proper data administration. The Analysis Box can be operated with up to 6 gas sensors, 5 of which are optional. This allows you to select freely from sensors for CO, NO, NO2, SO2, H2S, CxHy and CO2. </p> <ul> <li> <i class="fa fa-check"></i> Increased measurement range for unlimited measurements even when gas concentrations are higher </li> <li> <i class="fa fa-check"></i> Easy-to-change gas sensors and easy access to wearing parts </li> <li> <i class="fa fa-check"></i> Sealed housing with built-in impact protection for use in harsh conditions </li> <li> <i class="fa fa-check"></i> Automatic processing of measuring programmes over a longer period </li> </ul> | <p> Ideal for professional exhaust gas analysis and industrial emission measurements. The testo 350 exhaust gas analyzer is a rugged piece of kit designed to meet the demands of a variety of different measuring and analysis applications. It is also excellently suited for complex data compilation.</p> <h4>The testo 350 exhaust gas analyzer is made up of two separate units</h4> <ul> <li> <i class="fa fa-check"></i>The testo 350<h5> Control Unit </h5>(separate product) is used to control emission measurements. It has a clearly structured graphic display and is especially easy to use. There are four different applications in the menu to choose from: burner, gas turbine, motors and user-defined applications. The instructions on the display guide you through the measurement and make the steps leading up to the start of the measurement easier. This saves both time and hassle. The Control Unit can also be used to remote control the Analysis Box when it is not positioned at the exhaust gas pipe or measurement site. This is especially advisable when carrying out work on larger systems.</li> <li> <i class="fa fa-check"></i>The testo 350<h5> Analysis Box </h5>contains the sensor system and the electronics that are needed to perform emission measurements. The Analysis Box comes standard equipped with an O2 gas sensor. You will, however, need to connect at least one more sensor (max. six) to operate the Box. Optional sensors include gas sensors for CO, CO<sub>2</sub>, NO, NO<sub>2</sub>, SO<sub>2</sub>, H<sub>2</sub>S and C<sub>x</sub>H<sub>y</sub>.<br> The increased measuring range allows you to carry out unlimited measurements even when gas concentrations are high. The increased measuring range (thinning) is automatically activated when gas concentrations are unexpectedly high. The measuring range of a selected sensor can be increased by a certain factor. An opening on the underside of the analyzer gives you access to all the relevant service and wearing parts, i.e. pumps and filters, which can easily be cleaned or replaced.&nbsp; The testo 350 also has numerous diagnosis functions with easy-to-understand readings and information. The exhaust gas analyzer constantly displays the current reading.<br> The Analysis Box can be controlled by the Control Unit. It can, however, also be operated directly via USB, Bluetooth® 2.0 or CANCase from a PC or notebook. After the Analysis Box has been programmed, it can carry out measurements independently and save the results. It can also transfer the data directly to the Control Unit.</li> </ul> <h4>Conducting industrial emission measurements with the testo 350</h4> The testo 350 exhaust gas analyzer has been specially designed for carrying out industrial emission measurements in the field. In the tab “Applications” you will find out more about: <ul> <li> <i class="fa fa-check"></i>Emission measurements on industrial motors</li> <li> <i class="fa fa-check"></i>Emission measurements on burners</li> <li> <i class="fa fa-check"></i>Emission measurements on gas turbines</li> <li> <i class="fa fa-check"></i>Emission measurements on thermo processes</li> </ul> <h4> Delivery Scope </h4> <p> testo 350 Analysis Box, O2, incl. differential pressure sensor, type K NiCr-Ni and type S temperature sensor port, Pt10Rh-Pt, Testo data bus port, rechargeable battery, built-in combustion air sensor (NTC), trigger port, data memory, USB interface, carrying strap set for the testo 350 analyzer box and control unit. </p> | <table class="table table-bordered"> <thead> <tr> <th colspan="2">Temperature - NTC</th> </tr> </thead> <tbody> <tr> <td>Measuring range</td> <td> -20 to +50 °C </td> </tr> <tr> <td>Accuracy</td> <td> ±0.2 °C (-10 to +50 °C) </td> </tr> <tr> <td>Resolution</td> <td> 0.1 °C (-20 to +50 °C) </td> </tr> </tbody> </table> <p>Ambient temperature probe</p> <table class="table table-bordered"> <thead> <tr> <th colspan="2">Temperature - TC Type K (NiCr-Ni)</th> </tr> </thead> <tbody> <tr> <td>Measuring range</td> <td> -200 to +1370 °C </td> </tr> <tr> <td>Accuracy</td> <td> ±0.4 °C (-100 to +200 °C) ±1 °C (-200 to -100.1 °C) ±1 °C (200.1 to +1370 °C) </td> </tr> <tr> <td>Resolution</td> <td> 0.1 °C (-200 to +1370 °C) </td> </tr> </tbody> </table> <table class="table table-bordered"> <thead> <tr> <th colspan="2">Temperature - TC Type S (Pt10Rh-Pt)</th> </tr> </thead> <tbody> <tr> <td>Measuring range</td> <td> 0 to +1760 °C </td> </tr> <tr> <td>Accuracy</td> <td> ±1 °C (0 to +1760 °C) </td> </tr> <tr> <td>Resolution</td> <td> 0.1 °C (0 to +1760 °C) </td> </tr> </tbody> </table> <table class="table table-bordered"> <thead> <tr> <th colspan="2">Differential Pressure - Piezoresistive</th> </tr> </thead> <tbody> <tr> <td>Measuring range</td> <td> -40 to +40 hPa -200 to +200 hPa </td> </tr> <tr> <td>Accuracy</td> <td> ±1.5 % of mv (-40 to -3 hPa) ±1.5 % of mv (+3 to +40 hPa) ±0.03 hPa (-2.99 to +2.99 hPa) ±1.5 % of mv (-200 to -50 hPa) ±1.5 % of mv (+50 to +200 hPa) ±0.5 hPa (-49.9 to +49.9 hPa) </td> </tr> <tr> <td>Resolution</td> <td> 0.01 hPa (-40 to +40 hPa) 0.1 hPa (-200 to +200 hPa) </td> </tr> </tbody> </table> <table class="table table-bordered"> <thead> <tr> <th colspan="2">Absolute Pressure</th> </tr> </thead> <tbody> <tr> <td>Measuring range</td> <td> 600 to +1150 hPa </td> </tr> <tr> <td>Accuracy</td> <td> ±10 hPa </td> </tr> <tr> <td>Resolution</td> <td> 1 hPa </td> </tr> </tbody> </table> <p>opt. when equipped with IR sensor</p> <table class="table table-bordered"> <thead> <tr> <th colspan="2">Flue gas O₂</th> </tr> </thead> <tbody> <tr> <td>Measuring range</td> <td> 0 to +25 Vol.% </td> </tr> <tr> <td>Accuracy</td> <td> ±0.8% of fsv (0 to +25 Vol.%) </td> </tr> <tr> <td>Resolution</td> <td> 0.01 Vol.% (0 to +25 Vol.%) </td> </tr> <tr> <td>Reaction time t₉₀</td> <td> 20 s (t95) </td> </tr> </tbody> </table> <table class="table table-bordered"> <thead> <tr> <th colspan="2">Flue gas CO (with H₂-compensation)</th> </tr> </thead> <tbody> <tr> <td>Measuring range</td> <td> 0 to +10000 ppm </td> </tr> <tr> <td>Accuracy</td> <td> ±5 % of mv (+200 to +2000 ppm) ±10 % of mv (+2001 to +10000 ppm) ±10 ppm (0 to +199 ppm) </td> </tr> <tr> <td>Resolution</td> <td> 1 ppm (0 to +10000 ppm) </td> </tr> <tr> <td>Reaction time t₉₀</td> <td> 40 s </td> </tr> </tbody> </table> <p>H₂ only as an indicator</p> <table class="table table-bordered"> <thead> <tr> <th colspan="2">Flue gas COlow</th> </tr> </thead> <tbody> <tr> <td>Measuring range</td> <td> 0 to 500 ppm </td> </tr> <tr> <td>Accuracy</td> <td> ±5 % of mv (+40 to +500 ppm) ±2 ppm (0 to +39.9 ppm) </td> </tr> <tr> <td>Resolution</td> <td> 0.1 ppm (0 to +500 ppm) </td> </tr> <tr> <td>Reaction time t₉₀</td> <td> 40 s </td> </tr> </tbody> </table> <p>H₂ only as an indicator</p> <table class="table table-bordered"> <thead> <tr> <th colspan="2">Flue gas NO</th> </tr> </thead> <tbody> <tr> <td>Measuring range</td> <td> 0 to +4000 ppm </td> </tr> <tr> <td>Accuracy</td> <td> ±5 % of mv (+100 to +1999 ppm) ±10 % of mv (+2000 to +4000 ppm) ±5 ppm (0 to +99 ppm) </td> </tr> <tr> <td>Resolution</td> <td> 1 ppm (0 to +4000 ppm) </td> </tr> <tr> <td>Reaction time t₉₀</td> <td> 30 s </td> </tr> </tbody> </table> <table class="table table-bordered"> <thead> <tr> <th colspan="2">Flue gas Nolow</th> </tr> </thead> <tbody> <tr> <td>Measuring range</td> <td> 0 to +300 ppm </td> </tr> <tr> <td>Accuracy</td> <td> ±5 % of mv (+40 to +300 ppm) ±2 ppm (0 to +39.9 ppm) </td> </tr> <tr> <td>Resolution</td> <td> ±0.1 ppm (0 to +300 ppm) </td> </tr> <tr> <td>Reaction time t₉₀</td> <td> 30 s </td> </tr> </tbody> </table> <table class="table table-bordered"> <thead> <tr> <th colspan="2">Flue gas NO₂</th> </tr> </thead> <tbody> <tr> <td>Measuring range</td> <td> 0 to +500 ppm </td> </tr> <tr> <td>Accuracy</td> <td> ±5 % of mv (+100 to +500 ppm) ±5 ppm (0 to +9.99 ppm) </td> </tr> <tr> <td>Resolution</td> <td> 0.1 ppm (0 to +500 ppm) </td> </tr> <tr> <td>Reaction time t₉₀</td> <td> 40 s </td> </tr> </tbody> </table> <table class="table table-bordered"> <thead> <tr> <th colspan="2">Flue gas SO₂</th> </tr> </thead> <tbody> <tr> <td>Measuring range</td> <td> 0 to +5000 ppm </td> </tr> <tr> <td>Accuracy</td> <td> ±5 % of mv (+100 to +2000 ppm) ±10 % of mv (+2001 to +5000 ppm) ±5 ppm (0 to +99 ppm) </td> </tr> <tr> <td>Resolution</td> <td> 1 ppm (0 to +5000 ppm) </td> </tr> <tr> <td>Reaction time t₉₀</td> <td> 30 s </td> </tr> </tbody> </table> <table class="table table-bordered"> <thead> <tr> <th colspan="2">Flue gas degree of effectivity, Eta (calculated)</th> </tr> </thead> <tbody> <tr> <td>Measuring range</td> <td> 0 to +120 % </td> </tr> <tr> <td>Resolution</td> <td> 0.1 % (0 to +120 %) </td> </tr> </tbody> </table> <table class="table table-bordered"> <thead> <tr> <th colspan="2">Flue gas loss (calculated)</th> </tr> </thead> <tbody> <tr> <td>Measuring range</td> <td> 0 to +99.9 % </td> </tr> <tr> <td>Resolution</td> <td> 0.1 % (0 to +99.9 %) </td> </tr> </tbody> </table> <table class="table table-bordered"> <thead> <tr> <th colspan="2">Flue gas dewpoint (calculated)</th> </tr> </thead> <tbody> <tr> <td>Measuring range</td> <td> 0 to +99.9 °Ctd </td> </tr> <tr> <td>Resolution</td> <td> 0.1 °Ctd (0 to +99.9 °Ctd) </td> </tr> </tbody> </table> <table class="table table-bordered"> <thead> <tr> <th colspan="2">Flue gas CO₂ calculation (calculated from O₂)</th> </tr> </thead> <tbody> <tr> <td>Measuring range</td> <td> 0 to CO₂ max </td> </tr> <tr> <td>Accuracy</td> <td> calculated from O₂ ±0.2 Vol.% </td> </tr> <tr> <td>Resolution</td> <td> 0.01 Vol.% </td> </tr> </tbody> </table> <table class="table table-bordered"> <thead> <tr> <th colspan="2">Flue gas H₂S</th> </tr> </thead> <tbody> <tr> <td>Measuring range</td> <td> 0 to +300 ppm </td> </tr> <tr> <td>Accuracy</td> <td> ±5 % of mv (+40 to +300 ppm) ±2 ppm (0 to +39.9 ppm) </td> </tr> <tr> <td>Resolution</td> <td> 0.1 ppm (0 to +300 ppm) </td> </tr> <tr> <td>Reaction time t₉₀</td> <td> 35 s </td> </tr> </tbody> </table> <table class="table table-bordered"> <thead> <tr> <th colspan="2">Flue gas CO₂ - NDIR</th> </tr> </thead> <tbody> <tr> <td>Measuring range</td> <td> 0 to +50 Vol.% </td> </tr> <tr> <td>Accuracy</td> <td> ±0.3 Vol.% + 1 % of mv (0 to 25 Vol.%) ±0.5 Vol.% + 1.5 % of mv (25 to 50 Vol.%) </td> </tr> <tr> <td>Resolution</td> <td> 0.01 Vol.% (0 to 25 Vol.%) 0.1 Vol.% (&gt; 25 Vol.%) </td> </tr> <tr> <td>Reaction time t₉₀</td> <td> 10 s </td> </tr> </tbody> </table> <table class="table table-bordered"> <thead> <tr> <th colspan="2">Velocity / Volume flow</th> </tr> </thead> <tbody> <tr> <td>Measuring range</td> <td> 0 to +40 m/s </td> </tr> <tr> <td>Resolution</td> <td> 0.1 m/s (0 to +40 m/s) </td> </tr> </tbody> </table> <table class="table table-bordered"> <thead> <tr> <th colspan="2">Methane (CH₄)</th> </tr> </thead> <tbody> <tr> <td>Measuring range</td> <td> 100 to 40000 ppm </td> </tr> <tr> <td>Accuracy</td> <td> &lt; 400 ppm (100 to 4000 ppm) &lt; 10 % of mv (&gt; 4000 ppm) </td> </tr> <tr> <td>Resolution</td> <td> 10 ppm </td> </tr> <tr> <td>Min. O₂ requirement in flue gas</td> <td> 2 % + (2 x mV methane) </td> </tr> <tr> <td>Reaction time t₉₀</td> <td> &lt; 40 s </td> </tr> <tr> <td>Response factor</td> <td> 1 </td> </tr> </tbody> </table> <p>Lower explosion limit (LEL) must be adhered to. <br>The HC sensor is adjusted to methane ex-works. It can be adjusted to a different gas (propane or butane) by the user.</p> <table class="table table-bordered"> <thead> <tr> <th colspan="2">Propane (C₃H₈)</th> </tr> </thead> <tbody> <tr> <td>Measuring range</td> <td> 100 to 21000 ppm </td> </tr> <tr> <td>Accuracy</td> <td> &lt; 400 ppm (100 to 4000 ppm) &lt; 10 % of mv (&gt; 4000 ppm) </td> </tr> <tr> <td>Resolution</td> <td> 10 ppm </td> </tr> <tr> <td>Min. O₂ requirement in flue gas</td> <td> 2 % + (5 x mV propane) </td> </tr> <tr> <td>Reaction time t₉₀</td> <td> &lt; 40 s </td> </tr> <tr> <td>Response factor</td> <td> 1.5 </td> </tr> </tbody> </table> <p>Lower explosion limit (LEL) must be adhered to. <br>The HC sensor is adjusted to methane ex-works. It can be adjusted to a different gas (propane or butane) by the user.</p> <table class="table table-bordered"> <thead> <tr> <th colspan="2">Butane (C₄H₁₀)</th> </tr> </thead> <tbody> <tr> <td>Measuring range</td> <td> 100 to 18000 ppm </td> </tr> <tr> <td>Accuracy</td> <td> &lt; 400 ppm (100 to 4000 ppm) &lt; 10 % of mv (&gt; 4000 ppm) </td> </tr> <tr> <td>Resolution</td> <td> 10 ppm </td> </tr> <tr> <td>Min. O₂ requirement in flue gas</td> <td> 2 % + (6.5 x mV butane) </td> </tr> <tr> <td>Reaction time t₉₀</td> <td> &lt; 40 s </td> </tr> <tr> <td>Response factor</td> <td> 2 </td> </tr> </tbody> </table> <p>Lower explosion limit (LEL) must be adhered to. <br>The HC sensor is adjusted to methane ex-works. It can be adjusted to a different gas (propane or butane) by the user.</p> <table class="table table-bordered"> <thead> <tr> <th colspan="2">General technical data</th> </tr> </thead> <tbody> <tr> <td>Dimensions</td> <td> 330 x 128 x 438 mm </td> </tr> <tr> <td>Operating temperature</td> <td> -5 to +45 °C </td> </tr> <tr> <td>Housing</td> <td> ABS </td> </tr> <tr> <td>Protection class</td> <td> IP40 </td> </tr> <tr> <td>Warranty</td> <td> Measuring instrument 2 years (excepting wearing parts e.g. gas sensors, etc.); CO sensor: 12 months; CO₂-IR sensors:24 months; Sensor NO2: 12 months; Sensor O₂: 18 months; Sensor SO₂: 12 months; Sensor H₂S: 12 months; Sensor CxHy: 12 months; The warranty applies to average sensor load.; rechargeable battery: 12 months; Sensor NOlow: 12 months; NO sensor 12 months; COlow sensor 12 months </td> </tr> <tr> <td>Battery type</td> <td> lithium batteries </td> </tr> <tr> <td>Battery life</td> <td> 5 h </td> </tr> <tr> <td>Power supply</td> <td> AC mains unit 100V to 240V (50 to 60 Hz) </td> </tr> <tr> <td>DC electric tension input</td> <td> 11V to 40V </td> </tr> <tr> <td>Trigger input</td> <td> Voltage 5 to 12 Volt (rising or trailing edge) pulse width &gt; 1 sec load: 5 V/max, 5 mA, 12 V/max. 40 mA </td> </tr> <tr> <td>Max. humidity load</td> <td> 70 °C dewpoint temperature </td> </tr> <tr> <td>Dewpoint calculation</td> <td> 0 °Ctd; 99 °Ctd </td> </tr> <tr> <td>Max. dust load</td> <td> 20 g/m³ dust in flue gas </td> </tr> <tr> <td>Max. neg. press./flue gas</td> <td> -300 mbar </td> </tr> <tr> <td>Max. pos. press./flue gas</td> <td> 50 mbar </td> </tr> <tr> <td>Hose length</td> <td> 16.2 m (corresponds to 5 probe hose extensions) </td> </tr> <tr> <td>Pump flow</td> <td> 1 l/min. with through-flow monitoring </td> </tr> <tr> <td>Maximum</td> <td> 250,000 readings </td> </tr> <tr> <td>Storage temperature</td> <td> -20 to +50 °C </td> </tr> <tr> <td>Weight</td> <td> 4800 g </td> </tr> </tbody> </table> | <h4>Service measurement on gas turbines</h4> <p>Gas turbines are subject to flue gas limit values which are to be adhered to during operation and regularly checked depending on the size of the system. After commissioning and maintenance work, the system's emission values are checked for adherence to limit values and also the manufacturer's specifications, and documented if necessary. Due to the low NO concentrations, emission measurements during inspection and adjustment work on LowNOx gas turbines need to be extremely accurate. The portable flue gas analyzer testo 350 featuring the combination of NO2 sensor and special NOlow sensor with a resolution of 0.1 ppm enables precisely these requirements to be met. In addition, the integrated gas preparation and special flue gas probe with patented special hose provide protection against NO2 absorption and allow measured values to be compared, irrespective of date and ambient conditions. </p> <h4>Service measurement on industrial engines</h4> <p>The flue (exhaust) gas analyzer testo 350 is an important tool for adjusting a gas or diesel engine to optimum effect. The testo 350 is used, for example, during commissioning, at regular maintenance intervals, or for troubleshooting unstable operational processes. Exhaust gas measurement is necessary to adjust the engine to optimum operating parameters while complying with the limit value regulations in force - this often entails measurements being taken over several hours. In particular, the high and fluctuating proportion of NO2 in the engine exhaust gas makes the separate measurement of NO and NO2 necessary to provide a highly accurate indication of the real NOx value of the engine. The integrated gas preparation and the special exhaust gas probe for industrial engines with patented special hose provide protection against NO2 and SO2 absorption and allow measured values to be compared, irrespective of date and ambient conditions. </p> <h4>Service measurement on after treatment systems</h4> <p>Restrictive limit values necessitate the use of a portable flue/exhaust gas analyzer to reliably determine the exhaust gas parameters in front of and after the after treatment system. In addition to the regular inspections for mechanical damage and contamination, the flue gas measurement provides information about the efficiency and functional reliability of a system. The bus function of the flue gas analyzer testo 350 allows flue/exhaust gas to be measured simultaneously in front of and after an exhaust after treatment system; this enables fast and easy assessment of the system. Any system modifications can be obtained from the measurement protocol. </p> <h4>Analysis of the gas atmosphere (thermal processes)</h4> <p>The flue gas analysis is used for thermal process monitoring in process combustion systems, such as in continuous furnaces for the glass, ceramics and construction material sector, or in steel melting and hardening furnaces, etc. In processes of this kind, substances may pass from the product being processed into the flue gas, increasing the usual emissions produced by the combustion system; vice versa, pollutants may pass from the gas and become part of the product being processed. The flue gas analyzer testo 350 can be used to pursue two main goals: monitoring of the process-related gas atmosphere to ensure the optimum quality of the processed products. The gas analysis provides information for process-related measures, such as the design of the furnace interior, flame control, fired product and furnace temperature, or the combustion air supply. At the same time, the gas analysis contributes to optimum operation of the system in terms of operating costs and safety. </p> <h4>Service measurement on industrial burners</h4> <p>For whichever purpose combustion systems are used, whether for heating, generating electrical power, steam or hot water, for the production or surface treatment of certain materials, or to incinerate waste and scrap materials, the best possible way of managing combustion and incineration definitely includes the right knowledge about the compositions of fuels and combustion air, and their relationship to one another. Even how they are combined is crucial. Mobile measuring technology allows all relevant gases to be analyzed and optimum combustion processes therefore to be achieved. The purpose of using a portable flue gas analyzer is to test the environmentally sound operation of combustion systems and optimum utilisation of the system. This means that a combustion system can be adjusted to its optimum working range to enable it to meet or come within stipulated emission limit values, while achieving a maximum level of efficiency in terms of combustion. The accurate flue gas analyzer testo 350, suited to tough practical conditions, is not only used for commissioning purposes, but also for repeat gas analyses during operation. </p> <h4>Official emissions measurement (compliance testing)</h4> <p>In most countries, operation of all types of industrial plants (e.g. large power stations, steelworks. cement works, glass works, and chemical plants), and local authority facilities, right through to small production sites is subject to strict regulations governing exhaust gas emissions into the atmosphere. Suitable measures are be taken to ensure and regularly verify that the components defined as pollutants do not exceed certain limit values in the flue gas. The flue gas analyzer testo 350 can be used to carry out a preliminary analysis before an official emissions reading, or, depending on the country and directive, the actual official compliance testing. </p> | <table class="table table-bordered"> <tbody> <tr> <td>Product Brochures</td> <td><a href="#!" target="_blank">Product brochure testo 350 (PDF, 522.6 kB)</a></td> </tr> <tr> <td rowspan="4">Manuals</td> <td><a href="#!" target="_blank">Instruction manual testo 350 (PDF, 7.9 MB)</a></td> </tr> <tr> <td><a href="#!" target="_blank">Short manual testo 350 (PDF, 3.2 MB)</a></td> </tr> <tr> <td><a href="#!" target="_blank">Analog output testo 350 old (PDF, 126.4 kB)</a></td> </tr> <tr> <td><a href="#!" target="_blank"Instruction manual testo 350 old (PDF, 11.4 MB)</a></td> </tr> <tr> <td rowspan="6">Software</td> <td> <a href="#!" target="_blank">Firmware testo 350 - Analyzer Box (v1.17, BIN, 1.8 MB)</a><br> <p>It is partially not possible to execute a firmware update with Windows 8.1 / Windows 10. This can be solved by installing a new Bootloader once. A description and all necessary files can be found under<strong> Update-Kit / Bootloader</strong></p> </td> </tr> <tr> <td><a href="#!" target="_blank">Instruction manual bootloader (PDF, 14.2 kB)</a><br> </td> </tr> <tr> <td><a href="#!" target="_blank">testo 350 Firmware Update Guide (PDF, 600.2 kB)</a></td> </tr> <tr> <td><a href="#!" target="_blank">testo easyEmission Update-Demo for Testo 340, 335, 338, 350 (v2.7 ServicePack4, EXE, 219.839 KB)</a></td> <p>If you already have the Testo easyEmission installed on your PC, your existing version will be updated . The update is possible with any version of the Testo easyEmission. However, this version can also be used as a demo version for customers who do not already own Testo easyEmission.</p> </tr> <tr> <td><a href="#!" target="_blank">Instruction manual easyEmission (PDF, 2.417 kB)</a></td> </tr> <tr> <td><a href="#!" target="_blank">Update-Kit / Bootloader (EXE, 380 KB)</a></td> <p>It is partially not possible to execute a firmware update with Windows 8.1 / Windows 10. This can be solved by installing a new Bootloader once. A description and all necessary files can be found under<strong> Update-Kit / Bootloader</strong></p> </tr> </tbody> </table> | fluegas\fluegasanalyser\testo_350\1.jpg | fluegas\fluegasanalyser\testo_350\2.jpg | fluegas\fluegasanalyser\testo_350\3.jpg | fluegas\fluegasanalyser\testo_350\14jpg | pdf/Flue gas/Flue gas analyser/testo 350 - Analysis Box for exhaust gas analysis systems/Flue gas analyser-1.pdf , pdf/Flue gas/Flue gas analyser/testo 350 - Analysis Box for exhaust gas analysis systems/Flue gas analyser-2.pdf , pdf/Flue gas/Flue gas analyser/testo 350 - Analysis Box for exhaust gas analysis systems/Flue gas analyser-3.pdf , pdf/Flue gas/Flue gas analyser/testo 350 - Analysis Box for exhaust gas analysis systems/Flue gas analyser-4.pdf , pdf/Flue gas/Flue gas analyser/testo 350 - Analysis Box for exhaust gas analysis systems/Flue gas analyser-5.pdf , pdf/Flue gas/Flue gas analyser/testo 350 - Analysis Box for exhaust gas analysis systems/apboxdbg.bin , pdf/Flue gas/Flue gas analyser/testo 350 - Analysis Box for exhaust gas analysis systems/Flue gas analyser-6.pdf , pdf/Flue gas/Flue gas analyser/testo 350 - Analysis Box for exhaust gas analysis systems/Flue gas analyser-7.pdf , pdf/Flue gas/Flue gas analyser/testo 350 - Analysis Box for exhaust gas analysis systems/easyEmission.exe , pdf/Flue gas/Flue gas analyser/testo 350 - Analysis Box for exhaust gas analysis systems/Flue gas analyser-8.pdf , pdf/Flue gas/Flue gas analyser/testo 350 - Analysis Box for exhaust gas analysis systems/Update-Kit.exe
Combustion / Flue gas | Particle counter | 142 | Instrument bag for smoke tester testo 308 | 4254 | <p>Instrument bag for smoke tester testo 308</p> |  |  |  |  | fluegas/particlecounter/instrument_bag/1.jpg | fluegas/particlecounter/instrument_bag/1.jpg
Combustion / Flue gas | Leak detectors | 143 | testo 330i advanced set - flue gas analyzer set |  | <p>The testo 330i flue gas analyzer advanced set will enable you to overcome all the challenges that crop up when commissioning and servicing heating systems. The testo 330i advanced set contains the flue gas analyzer, a flue gas probe and a temperature probe, along with practical accessories. </p> <ul> <li> <i class="fa fa-check"></i> Operation independent of measuring location and display of readings via smartphone or tablet and the testo 330i App </li> <li> <i class="fa fa-check"></i> Paperless documentation and report creation on site with the testo 330i App </li> <li> <i class="fa fa-check"></i> Reliable attachment of the flue gas probe with the testoFix probe holder </li> <li> <i class="fa fa-check"></i> Robust, completely enclosed plastic housing for use in harsh environments </li> </ul> | <h4> Product Description </h4> <p>At the core of the innovative testo 330i flue gas analyzer is the measuring technology of the preceding model testo 330 LL, which has been proven in practice a thousand times over. The outstanding technical features of this flue gas analyzer, such as its user-replaceable long-life sensors, integrated draught and gas zeroing or CO/fresh air dilution have been combined with a revolutionary new method of operation.</p> <h3>The first remote-controlled flue gas analyzer</h3> <p>Operation of the testo 330i flue gas analyzer and the display of readings are implemented wirelessly via the testo 330i App on your smartphone or tablet. Therefore, when making adjustments to the system, you always have the readings to hand. In the App you can also enter customer data, make adjustments to the measuring instrument settings and add comments or photos to measurement protocols on site and send them to the customer or your office via e-mail. If you need the results of your work on paper – no problem: The advanced set also includes a Bluetooth printer with a mains unit.<br><br> Requirement: iOS 7.1 / Android 4.3 or newer. Mobile end device with Bluetooth 4.0.</p> <h3>Further advantages of the testo 330i flue gas analyzer</h3> <ul> <li> <i class="fa fa-check"></i>User-replaceable long-life sensors with a service life of up to 6 years. This saves at least one sensor replacement over the instrument's typical useful life</li> <li> <i class="fa fa-check"></i>H2-compensated CO measuring cell. The testo 330i is therefore also approved for the official acceptance testing of heating systems</li> <li> <i class="fa fa-check"></i>TÜV-tested according to 1st German Federal Immission Control Ordinance (BImSchV) and EN 50379, Parts 1-3</li> <li> <i class="fa fa-check"></i>Integrated draught and gas zeroing without removing the probe. The probe can remain in the flue during zeroing</li> <li> <i class="fa fa-check"></i>Fresh air dilution upon exceeding a CO threshold value up to 30,000 ppm</li> </ul> <h3>Flue gas analyzer set with practical accessories</h3> <p>The testo 330i flue gas analyzer advanced set includes the following probes:</p> <ul> <li> <i class="fa fa-check"></i>Modular flue gas sampling probe (probe length: 180 mm) with 65 cm long, extra-flexible hose</li> <li> <i class="fa fa-check"></i>Combustion air temperature probe (probe length: 190 mm)</li> </ul> <p>The patent-pending testoFix probe holder is included in the set, enabling you to quickly and easily attach the probes securely to the flue gas duct. This global innovation also serves as a fall-proof suspension system for the testo 330i flue gas analyzer.<br> A mains unit for the measuring instrument, the testo 330i Bluetooth/IRDA printer with mains unit and a robust case for the measuring instrument and accessories complete this set.</p> <h4> Delivery Scope </h4> <p> •&nbsp;&nbsp; &nbsp;testo 330i flue gas analyzer with H2-compensated CO sensor (0632 3000 51)<br> •&nbsp;&nbsp; &nbsp;Modular flue gas probe with hose, 650 mm (0600 9780)<br> •&nbsp;&nbsp; &nbsp;Combustion air temperature probe, 190 mm (0600 9787)<br> •&nbsp;&nbsp; &nbsp;International mains unit (0554 1096)<br> •&nbsp;&nbsp; &nbsp;testoFix probe holder for probes with a diameter of 8 mm (0554 3006)<br> •&nbsp;&nbsp; &nbsp;testo 330i BLUETOOTH®/IRDA printer (0554 0621)<br> •&nbsp;&nbsp; &nbsp;Instrument case for testo 330i, probes and accessories (dimensions: 520 × 130 × 400 mm, W × H × D) (0516 3302) </p> | <table class="table table-bordered"> <thead> <tr> <th colspan="2">Differential Pressure - Piezoresistive</th> </tr> </thead> <tbody> <tr> <td>Measuring range</td> <td> 0 to 300 hPa </td> </tr> <tr> <td>Accuracy</td> <td> ±0.5 hPa (0.0 to +50.0 hPa) ±1 % of mv (+50.1 to +100.0 hPa) ±1.5 % of mv (Remaining Range) </td> </tr> <tr> <td>Resolution</td> <td> 0.1 hPa </td> </tr> </tbody> </table> <table class="table table-bordered"> <thead> <tr> <th colspan="2">Flue gas O₂</th> </tr> </thead> <tbody> <tr> <td>Measuring range</td> <td> 0 to 21 Vol.% </td> </tr> <tr> <td>Accuracy</td> <td> ±0.2 Vol.% </td> </tr> <tr> <td>Resolution</td> <td> 0.1 Vol.% </td> </tr> </tbody> </table> <table class="table table-bordered"> <thead> <tr> <th colspan="2">Flue gas CO (with H₂-compensation)</th> </tr> </thead> <tbody> <tr> <td>Measuring range</td> <td> 0 to 8000 ppm </td> </tr> <tr> <td>Accuracy</td> <td> ±10 ppm or ±10 % of mv (0 to 200 ppm) ±20 ppm or ±5 % of mv (201 to 2000 ppm) ±10 % of mv (2001 to 8000 ppm) </td> </tr> <tr> <td>Resolution</td> <td> 1 ppm </td> </tr> </tbody> </table> <table class="table table-bordered"> <thead> <tr> <th colspan="2">CO determination (with H₂-compensation), automatic dilution</th> </tr> </thead> <tbody> <tr> <td>Measuring range</td> <td> 0 to 30000 ppm </td> </tr> <tr> <td>Accuracy</td> <td> ±200 ppm or ±20 % of mv (0 to 30000 ppm) </td> </tr> <tr> <td>Resolution</td> <td> 1 ppm </td> </tr> </tbody> </table> <table class="table table-bordered"> <thead> <tr> <th colspan="2">Flue gas NO</th> </tr> </thead> <tbody> <tr> <td>Measuring range</td> <td> 0 to 3000 ppm </td> </tr> <tr> <td>Accuracy</td> <td> ±5 ppm (0 to 100 ppm) ±5 % of mv (101 to 2000 ppm) ±10 % of mv (2001 to 3000 ppm) </td> </tr> <tr> <td>Resolution</td> <td> 1 ppm </td> </tr> </tbody> </table> <p>Option</p> <table class="table table-bordered"> <thead> <tr> <th colspan="2">Flue gas Draught</th> </tr> </thead> <tbody> <tr> <td>Measuring range</td> <td> -9.99 to +40 hPa </td> </tr> <tr> <td>Accuracy</td> <td> ±0.02 hPa or ±5 % of mv (-0.50 to +0.60 hPa) ±0.03 hPa (+0.61 to +3.00 hPa) ±1.5 % of mv (3.01 to +40.00 hPa) (the greater value applies) </td> </tr> <tr> <td>Resolution</td> <td> 0.01 hPa </td> </tr> </tbody> </table> <table class="table table-bordered"> <thead> <tr> <th colspan="2">Temperature</th> </tr> </thead> <tbody> <tr> <td>Measuring range</td> <td> -40 to +1200 °C </td> </tr> <tr> <td>Accuracy</td> <td> ±0.5 °C (0.0 to +100.0 °C) ±0.5 % of mv (Remaining Range) </td> </tr> <tr> <td>Resolution</td> <td> 0.1 °C (-40 to +999.9 °C) 1 °C (Remaining Range) </td> </tr> </tbody> </table> <p>dependent on the thermocouple</p> <table class="table table-bordered"> <thead> <tr> <th colspan="2">Flue gas degree of effectivity, Eta (calculated)</th> </tr> </thead> <tbody> <tr> <td>Measuring range</td> <td> 0 to 120 % </td> </tr> <tr> <td>Resolution</td> <td> 0.1 % </td> </tr> </tbody> </table> <table class="table table-bordered"> <thead> <tr> <th colspan="2">Flue gas loss (calculated)</th> </tr> </thead> <tbody> <tr> <td>Measuring range</td> <td> 0 to 99.9 % </td> </tr> <tr> <td>Resolution</td> <td> 0.1 % </td> </tr> </tbody> </table> <table class="table table-bordered"> <thead> <tr> <th colspan="2">Flue gas CO₂ calculation (calculated from O₂)</th> </tr> </thead> <tbody> <tr> <td>Measuring range</td> <td> Display range 0 to CO₂ max </td> </tr> <tr> <td>Accuracy</td> <td> ±0.2 Vol.% </td> </tr> <tr> <td>Resolution</td> <td> 0.1 Vol.% </td> </tr> </tbody> </table> <table class="table table-bordered"> <thead> <tr> <th colspan="2">General technical data</th> </tr> </thead> <tbody> <tr> <td>Dimensions</td> <td> 270 x 160 x 57 mm </td> </tr> <tr> <td>Operating temperature</td> <td> -5 to +45 °C </td> </tr> <tr> <td>Warranty</td> <td> Instrument: 48 months; Probe: 48 months; Gas sensors (O₂, CO) 48 months; NO sensor 24 months; Thermocouple 12 months; rechargeable battery: 12 months </td> </tr> <tr> <td>Power supply</td> <td> Rech. batt. block 3.7 V / 2.6 Ah; Mains unit 6 V / 1.2 A (optional) </td> </tr> <tr> <td>System requirements</td> <td> requires iOS 7.1 or newer; requires Android 4.3 or newer; requires mobile end device with Bluetooth 4.0 </td> </tr> <tr> <td>Maximum</td> <td> 500000 readings </td> </tr> <tr> <td>Storage temperature</td> <td> -20 to +50 °C </td> </tr> <tr> <td>Weight</td> <td> 720 g (excluding battery) </td> </tr> </tbody> </table> | <h4>Differential pressure measurement</h4> <p>You can use the testo 330i flue gas analyzer to check the gas supply on gas boilers. You can therefore measure gas flow pressure and gas resting pressure in order to ensure that the system can be commissioned. You can also use the data specified by the manufacturer for the nozzle pressure to tailor the appliance output to the heat requirement. </p> <h4>Flue gas analysis and flue gas measurement</h4> <p>The testo 330i is equipped with two long-life sensors for measuring O2 and CO and can optionally be upgraded with an NO sensor. Flue gas and draught are measured in parallel, so all relevant flue gas parameters are displayed simultaneously on the smartphone. </p> <h4>O2 supply air measurement</h4> <p>In balanced flue systems, you can use the testo 330i flue gas analyzer to check whether there is a leak in the flue gas system. Measure the O2 content of the combustion air in the dual wall clearance to ensure that no flue gas is getting into the combustion air supply, thus preventing damage due to condensate or impairment of the combustion process. </p> | <table class="table table-bordered"> <tbody> <tr> <td>Product Brochures</td> <td><a href="#!" target="_blank">Product brochure testo 330i (application/pdf, 459 KB)</a></td> </tr> <tr> <td>Manuals</td> <td><a href="#!" target="_blank">Instruction manual testo 330i (PDF, 6.583 KB)</a></td> </tr> <tr> <td rowspan="5">Software</td> <td> <a href="#!" target="_blank">Firmware testo 330i (v2.10, BIN, 3.6 MB)</a><br> <p>It is partially not possible to execute a firmware update with Windows 8.1 / Windows 10. This can be solved by installing a new Bootloader once. A description and all necessary files can be found under<strong> Update-Kit / Bootloader</strong></p> </td> </tr> <tr> <td><a href="#!" target="_blank">Update-Kit / Bootloader (EXE, 380 KB)</a><br> <p>It is partially not possible to execute a firmware update with Windows 8.1 / Windows 10. This can be solved by installing a new Bootloader once. A description and all necessary files can be found under<strong> Update-Kit / Bootloader</strong></p> </td> </tr> <tr> <td><a href="#!" target="_blank">Testo ZIV driver ZIV 2000 for testo 320 and testo 330 (ZIP, 8.8 MB)</a><br><p>Testo ZIV driver in the 2000 version. The Testo ZIV driver is used to connect the testo 320 and testo 330 measuring instruments to an application program (sweeping district administration program) according to the interface Version 2.0 defined by the Zentralverband des Schornsteinfegerhandwerks (Central Association of Chimney Sweeps, ZIV). Please check with the manufacturer of your application program as to whether this interface is supported. If Microsoft .NET Framework 4.0 has not been installed on the computer, it must be downloaded from the Microsoft website and installed on the system.</p></td> </tr> <tr> <td><a href="#!" target="_blank">Testo ZIV driver ZIV 2013 (32 Bit) for testo 320 and testo 330 (ZIP, 8.7 MB)</a></td> <p>Testo ZIV driver in the version dated 01/08/2012. The Testo ZIV driver is used to connect the testo 320 and testo 330 measuring instruments to an application program (sweeping district administration program) according to the interface defined by the Zentralverband des Schornsteinfegerhandwerks (ZIV, Central Association of Chimney Sweeps). Please check with the manufacturer of your application program as to whether this interface is supported. If Microsoft .NET Framework 4.0 has not been installed on the computer, it must be downloaded from the Microsoft website and installed on the system.</p> </tr> <tr> <td><a href="#!" target="_blank">Testo ZIV driver ZIV 2013 (64 Bit) for testo 320 and testo 330 (ZIP, 8.639 KB)</a></td> <p>Testo ZIV driver in the version dated 01/08/2012. The Testo ZIV driver is used to connect the testo 320 and testo 330 measuring instruments to an application program (sweeping district administration program) according to the interface defined by the Zentralverband des Schornsteinfegerhandwerks (ZIV, Central Association of Chimney Sweeps). Please check with the manufacturer of your application program as to whether this interface is supported. If Microsoft .NET Framework 4.0 has not been installed on the computer, it must be downloaded from the Microsoft website and installed on the system.</p> </tr> </tbody> </table> | fluegas/leakdetectors/testo_330/1.jpg | luegas/leakdetectors/testo_330/2.jpg | luegas/leakdetectors/testo_330/3.jpg | luegas/leakdetectors/testo_330/4.jpg | pdf/Flue gas/Leak detectors/testo 330i advanced set - flue gas analyzer set/flue gas analyzer set-1.pdf , pdf/Flue gas/Leak detectors/testo 330i advanced set - flue gas analyzer set/flue gas analyzer set-2.pdf , pdf/Flue gas/Leak detectors/testo 330i advanced set - flue gas analyzer set/ap330ir.bin, pdf/Flue gas/Leak detectors/testo 330i advanced set - flue gas analyzer set/Update-Kit.exe , pdf/Flue gas/Leak detectors/testo 330i advanced set - flue gas analyzer set/testo-330-ZIV-driver.zip , pdf/Flue gas/Leak detectors/testo 330i advanced set - flue gas analyzer set/testo-ZIV-driver-setup-32.zip , pdf/Flue gas/Leak detectors/testo 330i advanced set - flue gas analyzer set/testo-ZIV-driver-setup-64.zip
Combustion / Flue gas | Smoke tester | 144 | Instrument bag for smoke tester testo 308 | 4254 | [5 empty] | fluegas/smoketester/testo_308/1.jpg | fluegas/smoketester/testo_308/1.jpg
sensors | proximity sensors | 70 | Cylindrical Type Proximity Sensor |  | <p>PR Series enhance superior noise resistance characteristics with dedicated IC which Autonics self-developed. Also, the series can be widely used in any applications where proximity sensors are required because of diverse range of line-ups in terms of size and sensing distance. </p> | <p>PR Series enhance superior noise resistance characteristics with dedicated IC which Autonics self-developed. Also, the series can be widely used in any applications where proximity sensors are required because of diverse range of line-ups in terms of size and sensing distance. </p> |  | <h4>Features</h4> <ul> <li> <i class="fa fa-check"></i>Improved the noise resistance with dedicated IC</li> <li> <i class="fa fa-check"></i>Built-in reverse polarity protection circuit (DC 3-wire type)</li> <li> <i class="fa fa-check"></i>Built-in surge protection circuit</li> <li> <i class="fa fa-check"></i>Built-in overcurrent protection circuit (DC type)</li> <li> <i class="fa fa-check"></i>Long life cycle and high reliability, and simple operation<br>* IP67 protection structure (IEC standard)</li> <li> <i class="fa fa-check"></i> Replaceable for micro switches and limit switches</li> </ul> | <table class="table table-bordered"> <tr> <td >16</td> <td>certificate</td> <td> <a href="#!" target="_blank"> AS Series (CE Mark)PRL Series (ROHS)</a></td> <td >Add a Value</td> </tr> </table> | sensors/proximity_sensors/pr_series/1.jpg | sensors/proximity_sensors/pr_series/2.jpg | sensors/proximity_sensors/pr_series/3.jpg | sensors/proximity_sensors/pr_series/4.jpg | <table class="table table-bordered"> <tr> <td >27</td> <td>2D CARD</td> <td><td> <a href="#!" target="_blank"> </td> <td >Add a Value</td> </tr> </table>
sensors | proximity sensors | 70 | Long Sensing Distance Type Proximity Sensor |  | <p>Long sensing distance type proximity sensor AS Series can detect a long distance of 50mm and features world-best class superior noise resistance characteristics with exclusively designed IC. Also simultaneous outputs of Normal Open and Normal Close increases user experience.<p> | <p>Long sensing distance type proximity sensor AS Series can detect a long distance of 50mm and features world-best class superior noise resistance characteristics with exclusively designed IC. Also simultaneous outputs of Normal Open and Normal Close increases user experience.<p> |  | <h4>Features</h4> <ul> <li> <i class="fa fa-check"></i> Sensing up to as 50mm</li> <li> <i class="fa fa-check"></i>Improved the noise resistance with dedicated IC</li> <li> <i class="fa fa-check"></i>Built-in reverse polarity protection circuit,surge protection circuit, overcurrent protection circuit</li> <li> <i class="fa fa-check"></i>Wide range of power supply : 12-48VDC</li> <li> <i class="fa fa-check"></i> (Voltage range : 10-65VDC)</li> <li> <i class="fa fa-check"></i>Simultaneous output of Normal Open+Normal Close</li> <li> <i class="fa fa-check"></i>Built-in power indicator and operation indicator</li> <li> <i class="fa fa-check"></i>Protection structure IP67(IEC standard)</li> </ul> | <table class="table table-bordered"> <tr> <td >16</td> <td>certificate</td> <td><a href="#" target="_blank">AS Series (CE Mark)</a></td> <td >Add a Value</td> </tr> </table> | sensors/proximity_sensors/as_series/1.jpg | sensors/proximity_sensors/as_series/1.jpg |  |  | <table class="table table-bordered"> <tr> <td >16</td> <td>certificate</td> <td><a href="#" target="_blank">AS Series (CE Mark)</a></td> <td >Add a Value</td> </tr> </table>
sensors | photoelectric sensors | 71 | New Cable Type Sensors Added to Line-Up for Wider User Options |  | <p>BS5 Series photomicro sensors feature quality performance, convenience features, and a wide selection of models for various applications. The series is available in cable types and connector types as well as 5 different shapes for flexibility in user installation. Other notable features include high response frequency of 2kHz, Light On/Dark On switching and a clear LED status indicator.</p> | <p>BS5 Series photomicro sensors feature quality performance, convenience features, and a wide selection of models for various applications. The series is available in cable types and connector types as well as 5 different shapes for flexibility in user installation. Other notable features include high response frequency of 2kHz, Light On/Dark On switching and a clear LED status indicator.</p> |  | <h4>Features</h4> <ul> <li> <i class="fa fa-check"></i> Ultra compact, Built-in amplifier,NPN/PNP open collector output</li> <li> <i class="fa fa-check"></i> Various selection by installation position (appearance: K, T, L, Y, V type)</li> <li> <i class="fa fa-check"></i> Light ON / Dark ON selectable by control terminal/cable</li> <li> <i class="fa fa-check"></i> High speed response frequency : 2kHz</li> <li> <i class="fa fa-check"></i> Wide range of power source : 5-24VDC (easy to connect with various IC, relay, programmable controller etc)</li> <li> <i class="fa fa-check"></i> Dust resistance structure : Protecting by window of emitter/receiver</li> <li> <i class="fa fa-check"></i> Red LED status indication</li> </ul> | <table class="table table-bordered"> <tr> <td >16</td> <td>certificate</td> <td><a href="#" target="_blank">BS5 Series (RoHS Mark)</a></td> <td >Add a Value</td> </tr> </table> | sensors/photoelectric_sensors/1.jpg | sensors/photoelectric_sensors/2.jpg | sensors/photoelectric_sensors/3.jpg | sensors/photoelectric_sensors/4.jpg | <table class="table table-bordered"> <tr> <td >16</td> <td>certificate</td> <td><a href="#" target="_blank">BS5 Series (RoHS Mark)</a></td> <td >Add a Value</td> </tr> </table>
sensors | photoelectric sensors | 71 | Ultra-Compact, Thin Type Photoelectric Sensors with Built-In Amplifiers |  | <p>The ultra-compact, ultra-thin type photoelectric sensors BTF series are ideal for installation in limited spaces and compact applications. The sensors measure just 3.7 mm in thickness, come equipped with built-in amplifiers and are capable of detecting tiny objects including metallic wires and semiconductor chips. The BTF Series is also built with IP67 protection structure and stainless steel mounting brackets, providing durable and reliable sensing solutions in diverse environments.</p> | <p>The ultra-compact, ultra-thin type photoelectric sensors BTF series are ideal for installation in limited spaces and compact applications. The sensors measure just 3.7 mm in thickness, come equipped with built-in amplifiers and are capable of detecting tiny objects including metallic wires and semiconductor chips. The BTF Series is also built with IP67 protection structure and stainless steel mounting brackets, providing durable and reliable sensing solutions in diverse environments.</p> |  | <h4>Features</h4> <ul> <li> <i class="fa fa-check"></i>Ultra-thin size of only 3.7 mm</li> <ul> <li> <i class="fa fa-check"></i> W 13 x H 19 x L 3.7 mm (through-beam type)</li> <li> <i class="fa fa-check"></i> W 13 x H 24 x L 3.7 mm (diffuse reflective type, BGS reflective type)</li> </ul> <ul> <li> <i class="fa fa-check"></i>Detection methods and minimum target size</li> <li> <i class="fa fa-check"></i> Through-beam type (BTF1M): Ø2 mm</li> <li> <i class="fa fa-check"></i> Diffuse reflective type (BTF30): Ø0.2 mm (at distance 10 mm)</li> <li> <i class="fa fa-check"></i> BGS reflective type (BTF15): Ø0.2 mm (at distance 10 mm)</li></ul> <li> <i class="fa fa-check"></i>Detecting distance may vary by environmental factors</li> <li> <i class="fa fa-check"></i>Maximum detection distance: 1 m (through-beam type) </li> <li> <i class="fa fa-check"></i>Stability indicator (green LED) and operation indicator (red LED)</li> <li> <i class="fa fa-check"></i>Stainless steel 304 mounting brackets</li> <li> <i class="fa fa-check"></i>IP67 protection structure (IEC standard)</li> | <table class="table table-bordered"> <tr> <td >16</td> <td>certificate</td> <td><a href="#" target="_blank">BTF Series _ROHS Certification</a></td> <td >Add a Value</td> </tr> </table> | sensors/photoelectric_sensors/6.jpg | sensors/photoelectric_sensors/7.jpg |  |  | <table class="table table-bordered"> <tr> <td >16</td> <td>certificate</td> <td><a href="#" target="_blank">BTF Series _ROHS Certification</a></td> <td >Add a Value</td> </tr> </table>
sensors | area sensors | 72 | Cross-Beam Area Sensors |  | <p>The BWC cross-beam type area sensors utilize a 3-point cross-beam method detection to minimize non-detection area and provide reliable detection. 7 different configurations are available based on the number of optical axes, optical pitch, and detection area size. The sensors provide reliable detection even in areas with high ambient light, up to 100,000 lx. The series also features various user-friendly functions including installation mode function, mutual interference prevention function, and self-diagnosis functions.</p> |  |  | <h4>Features</h4> <ul> <li> <i class="fa fa-check"></i>3-point cross-beam type detection minimizes non-detection area</li> <li> <i class="fa fa-check"></i>Long sensing distance up to 7 m</li> <li> <i class="fa fa-check"></i>7 configurations (number of optics: 4 to 20 / optical pitch: 40, 80 mm / detection area: 120 to 1,040 mm)</li> <li> <i class="fa fa-check"></i>Easy installation with installation mode function</li> <li> <i class="fa fa-check"></i>Mutual interference prevention function, self-diagnosis function</li> <li> <i class="fa fa-check"></i>Bright LED indicators on emitter and receiver</li> <li> <i class="fa fa-check"></i>IP65 protection structure (IEC standard)</li> </ul> | <table class="table table-bordered"> <tr> <td >16</td> <td>certificate</td> <td><a href="#" target="_blank">BWC Series (CE)</a></td> <td >Add a Value</td> </tr> </table> | sensors/area_sensors/1.jpg | sensors/area_sensors/1.jpg |  |  | <table class="table table-bordered"> <tr> <td >16</td> <td>certificate</td> <td><a href="#" target="_blank">BWC Series (CE)</a></td> <td >Add a Value</td> </tr> </table>
sensors | door/door side sensors | 73 | Auto Door Sensor |  | <p>ADS-A Series is a door sensor with attractive design and essential basics. Users can select stop times from 2/7/15sec. And there is a 4-step variable function for front sensing area to achieve the best sensing solution according to user work environment. This type comes in a wide range allowing users to choose suitable power supply.</p> |  |  | <h4>Features</h4> <ul> <li> <i class="fa fa-check"></i> Adjustable hold time sitch (2, 7, 15 seconds)</li> <li> <i class="fa fa-check"></i> 4 steps detection angle adjustment (7.5°, 14.5°, 21.5°, 28.5°)</li> <li> <i class="fa fa-check"></i> Adjustable detection area (left/right area elimination)</li> <li> <i class="fa fa-check"></i> Max. detection area : 2460 mm x 86 mm (height 2.7 m)</li> <li> <i class="fa fa-check"></i> Wide range power supply : 24-240VAC/24-240VDC (universal AC/DC type),12-24VAC/12-24VDC (universal AC/DC type)</li> <li> <i class="fa fa-check"></i> Built-in microprocessor</li> </ul> | <table class="table table-bordered"> <tr> <td >16</td> <td>certificate</td> <td><a href="#" target="_blank">Door / Area Sensors Selection Guide</a></td> <td >Add a Value</td> </tr> </table> | sensors/doordoor_side_sensors/1.jpg | sensors/doordoor_side_sensors/1.jpg |  |  | <table class="table table-bordered"> <tr> <td >16</td> <td>certificate</td> <td><a href="#" target="_blank">Door / Area Sensors Selection Guide</a></td> <td >Add a Value</td> </tr> </table>
sensor | fiber optic sensors | 74 | Single/Dual Digital Display Fiber Optic Amplifiers |  | <p>The BF5 series fiber optic amplifiers are available in single and dual display models. The units feature 5 different response speed settings, for flexible and reliable detection of fast moving targets or small objects. With integrated mutual interference prevention, reliable detection is possible with multiple units (up to 8 units) with connection using side connectors. Other features include saturation prevention function, inverted display, and simple sensitivity adjustment settings. Red, green, and blue LED light source models are available for diverse applications.</p> |  |  | <h4>Features</h4> <ul> <li> <i class="fa fa-check"></i>Available in dual and single display models</li> <li> <i class="fa fa-check"></i>Dual digital display for displaying current value and set value (BF5□-D)</li> <li> <i class="fa fa-check"></i>5 response speeds - Ultra-fast mode (50 ㎲), fast mode (150 ㎲), standard mode (500 ㎲), long-distance mode (4 ms), ultra-long-distance mode (10 ms)</li> <li> <i class="fa fa-check"></i>Display range: 0-4000 (standard mode), 0-9999 (long-distance mode)</li> <li> <i class="fa fa-check"></i>Saturation prevention function: prevent errors from saturation of received light</li> <li> <i class="fa fa-check"></i>Inverted display: invert displays depending on installation for easier reading</li> <li> <i class="fa fa-check"></i>Long term stability without diode deterioration and minimal influence from temperature changes</li> <li> <i class="fa fa-check"></i>Simple sensitivity adjustment settings</li> <li> <i class="fa fa-check"></i>Multiple sensitivity setting modes - Auto-tuning, one-point teaching (maximum sensitivity), two-point teaching, position teaching</li> <li> <i class="fa fa-check"></i>Mutual interference prevention allows adjacent installation (up to 8 units) with side connectors</li> <li> <i class="fa fa-check"></i>Auto channel setting function for easy configuration of multiple units</li> <li> <i class="fa fa-check"></i>Various LED light sources (red, green, blue) available for diverse applications</li> <li> <i class="fa fa-check"></i>Slim and compact design (W 10 x H 30 x L 70 mm)</li> </ul> | <table class="table table-bordered"> <tr> <td >16</td> <td>certificate</td> <td><a href="#" target="_blank">DAQMaster V2.5.0</a></td> <td >Add a Value</td> </tr> </table> | sensors/fiber_optic_sensors/1.jpg | sensors/fiber_optic_sensors/2.jpg | sensors/fiber_optic_sensors/3.jpg | sensors/fiber_optic_sensors/4.jpg | <table class="table table-bordered"> <tr> <td >16</td> <td>certificate</td> <td><a href="#" target="_blank">DAQMaster V2.5.0</a></td> <td >Add a Value</td> </tr> </table>
sensor | rotary encoders | 75 | Portable, Handle Type Incremental Rotary Encoder |  | <p>Portable, handle type incremental rotary encoder ENHP Series is designed for manual pulse input required applications such as Milling machines and NC lathe. Also, The Series implements various switch functions including emergency stop switch and realize superior portability in order to improve user’s convenience. In addition, ENHP Series newly adds Totem Pole output type for more diverse applications and working environments.</p> |  |  | <h4>Features</h4> <ul> <li> <i class="fa fa-check"></i> Suitable for manual pulse input type such as numerically controlled or milling machinery</li> <li> <i class="fa fa-check"></i> Emergency stop switch, enable switch is available</li> <li> <i class="fa fa-check"></i> 6-axis, 4-rate select switches</li> </ul> | <table class="table table-bordered"> <tr> <td >16</td> <td>certificate</td> <td><a href="#" target="_blank">Rotary Encoders Selection Guide</a></td> <td >Add a Value</td> </tr> </table> | sensors/rotary_encoders/enhp_series/1.jpg | sensors/rotary_encoders/enhp_series/1.jpg |  |  | <table class="table table-bordered"> <tr> <td >16</td> <td>certificate</td> <td><a href="#" target="_blank">Rotary Encoders Selection Guide</a></td> <td >Add a Value</td> </tr> </table>
sensor | pressure sensors | 76 | Compact Digital Pressure Sensors |  | <p>The PSAN compact digital pressure sensors are available in cable type (fluid type only) and connector types (fluid type, pneumatic types). The versatile sensors are capable of measuring and displaying various types of pressure including gas, liquid, and oil. The PSAN series features various convenient functions such as zero-point adjustment, peak value monitoring, and chattering prevention. Two independent outputs are available with an option to choose between normally open and normally closed outputs.</p> |  |  | <h4>Features</h4> <ul> <li> <i class="fa fa-check"></i> Pressure measurement of any gas, liquid or oil (except substances which may corrode stainless steel 316L)</li> <li> <i class="fa fa-check"></i> Auto shift function: with change in the original pressure, the external input adjusts the determined level to match the change in pressure (only available in models with auto shift/hold function)</li> <li> <i class="fa fa-check"></i> High display resolution:</li> <ul> <li> <i class="fa fa-check"></i> - negative pressure: 0.1 kPa</li> <li> <i class="fa fa-check"></i> - standard pressure: 0.1 kPa, 1 kPa </li> <li> <i class="fa fa-check"></i>- compound pressure: 0.1 kPa</li></ul> <li> <i class="fa fa-check"></i> Two independent outputs (N.O. / N.C. output selectable)</li> <li> <i class="fa fa-check"></i> Hold function: hold current display value or control output</li> <li> <i class="fa fa-check"></i> High/low-limit display scale function</li> <li> <i class="fa fa-check"></i> Forced output control mode for device testing and maintenance</li> <li> <i class="fa fa-check"></i> One-touch connector type for easy wiring and maintenance</li> <li> <i class="fa fa-check"></i> Analog output: voltage (1-5 VDC), current (DC 4-20 mA)</li> <li> <i class="fa fa-check"></i> Zero-point adjustment function, peak value monitoring function, chattering prevention function</li> </ul> | <table class="table table-bordered"> <tr> <td >16</td> <td>certificate</td> <td><a href="#" target="_blank">PSAN Series (CE Mark)</a></td> <td >Add a Value</td> </tr> </table> | sensors/pressure_sensors/psan_series/1.jpg | sensors/pressure_sensors/psan_series/2.jpg | sensors/pressure_sensors/psan_series/3.jpg |  | <table class="table table-bordered"> <tr> <td >16</td> <td>certificate</td> <td><a href="#" target="_blank">PSAN Series (CE Mark)</a></td> <td >Add a Value</td> </tr> </table>
Controllers | Temperature Controllers | 77 | LCD Display PID Temperature Controllers |  | <p>The TX Series temperature controllers feature easy-to-read LCD display with large, 15.3 mm white PV characters. The 11-segment displays used for PV and SV are useful for displaying alphanumeric characters. The temperature controllers also feature 50 ms high-speed sampling cycle and ±0.3% display accuracy. The TX Series also features a compact, space saving design with 45 mm depth. With a 30% reduction in rear-length size, the controllers offer installation flexibility in limited spaces. The temperature controllers also offer various output options including current output, transmission output and RS485 communication output, for application in various environment settings</p> |  |  |  |  | controllers/temperature_controllers/1.jpg | controllers/temperature_controllers/1.jpg
Controllers | field networks | 78 | Useful for Increasing I/O Ports of PC, PLC & LP (Autonics Logic Panel) | controllers | field networks |  | <h1>Useful for Increasing I/O Ports of PC, PLC & LP (Autonics Logic Panel) </h1> | controllers | field networks | controllers/field_networks/1.jpg | controllers/field_networks/1.jpg |  |  | <h1>Useful for Increasing I/O Ports of PC, PLC & LP (Autonics Logic Panel) </h1>
Controllers | Programmable counter/timers | 79 | Programmable counter/timers | controllers | Programmable counter/timers |  | <h1>Programmable counter/timers </h1> | controllers | Programmable counter/timers | controllers/counters/1.jpg | controllers/counters/1.jpg |  |  | <h1>Programmable counter/timers </h1>
Controllers | Timers | 80 | DIN W48×H24mm, Indication Only, LCD Timer (Hour Meter) | controllers | Timers |  | <h1>DIN W48×H24mm, Indication Only, LCD Timer (Hour Meter)</h1> | controllers | Timers | controllers/timers/1.jpg | controllers/timers/1.jpg |  |  | <h1>DIN W48×H24mm, Indication Only, LCD Timer (Hour Meter)</h1>
Controllers | Panel Meters | 81 | DIN W72×H36mm, W96×H48mm, Digital Multi Panel Meter | controllers | Panel Meters |  | <h1>DIN W72×H36mm, W96×H48mm, Digital Multi Panel Meter</h1> | controllers | Panel Meters | controllers/panel_meters/1.jpg | controllers/panel_meters/1.jpg |  |  | <h1>DIN W72×H36mm, W96×H48mm, Digital Multi Panel Meter</h1>
Controllers | pulse(rate) meters | 82 | DIN W48×H24mm, Indication only, LCD Pulse Meter(RPM,RPS,Hz) | controllers | pulse(rate) meters |  | <h1>DIN W48×H24mm, Indication only, LCD Pulse Meter(RPM,RPS,Hz) </h1> | controllers | pulse(rate) meters | controllers/pulse(rate)_meters/1.jpg | controllers/pulse(rate)_meters/1.jpg |  |  | <h1>DIN W48×H24mm, Indication only, LCD Pulse Meter(RPM,RPS,Hz) </h1>
Controllers | graphic touch panels | 83 | Graphic Touch Panels | controllers | graphic touch panels |  | <h1>Graphic Touch Panels </h1> | controllers | graphic touch panels | controllers/graphic_touch_panels/1.jpg | controllers/graphic_touch_panels/1.jpg |  |  | <h1>Graphic Touch Panels </h1>
Controllers | logic panels | 84 | Highly economical solution for PLC function incorporated touch screen | controllers | logic panels |  | <h1>Highly economical solution for PLC function incorporated touch screen</h1> | controllers | logic panels | controllers/logic_panels/1.jpg | controllers/logic_panels/1.jpg |  |  | <h1>Highly economical solution for PLC function incorporated touch screen</h1>
Controllers | sensor controllers | 85 | Multifunctional sensor controller | controllers | sensor controllers |  | <h1>Multifunctional sensor controller</h1> | controllers | sensor controllers | controllers/sensor_controllers/1.jpg | controllers/sensor_controllers/2.jpg |  |  | <h1>Multifunctional sensor controller</h1>
Controllers | switching mode power supplies | 86 | DIN rail mounting type Switching Power Supply | controllers | switching mode power supplies |  | <h1>DIN rail mounting type Switching Power Supply</h1> | controllers | switching mode power supplies | controllers/smps/1.jpg | controllers/smps/1.jpg |  |  | <h1>DIN rail mounting type Switching Power Supply</h1>
Controllers | display units | 87 | 7-Segment Display Unit | controllers | display units |  | <h1>7-Segment Display Unit</h1> | controllers | display units | controllers/display_units/1.jpg | controllers/display_units/1.jpg |  |  | <h1>7-Segment Display Unit</h1>
Controllers | power controllers | 88 | power controllers | controllers | power controllers |  | <h1>power controllers</h1> | controllers | power controllers | controllers/power_controllers/1.jpg | controllers/power_controllers/1.jpg |  |  | <h1>power controllers</h1>
Controllers | ssr | 89 | Single-Phase, Socket Type SSR | controllers | ssr |  | <h1>Single-Phase, Socket Type SSR</h1> | controllers | ssr | controllers/ssr/1.jpg | controllers/ssr/2.jpg |  |  | <h1>Single-Phase, Socket Type SSR</h1>
motion devices | stepper motor drivers | 90 | Multi-axis 5-phase Micro Stepper Motor Drivers |  | <p>Multi-axis 5-phase micro step motor drivers MD5-HD14-2X/3X have various functions including auto current down and self diagnosis. It realizes space/cost effective motor driver solution by running 2-axis/3-axis motor with single power input (20-35VDC). It also has significantly improved noise and vibration performance at low speed running section.</p> | <p>Multi-axis 5-phase micro step motor drivers MD5-HD14-2X/3X have various functions including auto current down and self diagnosis. It realizes space/cost effective motor driver solution by running 2-axis/3-axis motor with single power input (20-35VDC). It also has significantly improved noise and vibration performance at low speed running section.</p> |  | <h4>Main features</h4> <ul> <li> <i class="fa fa-check"></i> Simultaneous operation of 2, 3-axis by single 20-35VDC.</li> <li> <i class="fa fa-check"></i> Small, light weight and advanced quality by custom IC and surface mounted circuit</li> <li> <i class="fa fa-check"></i> Realizing low noise, low vibration rotation with microstep-driving</li> <li> <i class="fa fa-check"></i> Low speed rotation and high accuracy controlling with microstepdriving</li> <li> <i class="fa fa-check"></i> Max. resolution - 250 division : In case of 5-phase stepper motor of which basic step angle is 0.72 , it enables to control up to 0.00288 per pulse and it requires 125,000 pulses per rotation.</li> <li> <i class="fa fa-check"></i> Includes auto current down and self-diagnosis function</li> <li> <i class="fa fa-check"></i> Photocoupler input insulation method to minimize the effects from external noise.</li> </ul> | <table class="table table-bordered"> <tr> <td >16</td> <td>certificate</td> <td><a href="#" target="_blank">MD5-HD14-2X/3X Series (CE Mark)</a></td> <td >Add a Value</td> </tr> </table> | motion_devices/stepper_motor_drivers/1.jpg | motion_devices/stepper_motor_drivers/1.jpg |  |  | <table class="table table-bordered"> <tr> <td >16</td> <td>certificate</td> <td><a href="#" target="_blank">MD5-HD14-2X/3X Series (CE Mark)</a></td> <td >Add a Value</td> </tr> </table>
motion devices | motion controllers | 91 | 2-Axis High Speed Interpolation Controllers |  | <p>Din Rail type compact size(W35.5XH90XL64mm) 2-axis high speed interpolation programmable motion controllers PMC-2HSP Series allows various controlling by 4 types of operation modes and linear/circular interpolation function. Moreover, RS485 communication support makes up to 16 units, 32 axes of multi-axis control possible. Moreover, the series realizes high communication compatibility by adopting Modbus RTU protocol. Dedicated programming tools and sufficient step memory (200 steps) are making it possible to produce more various program and efficient control.</p> | <p>Din Rail type compact size(W35.5XH90XL64mm) 2-axis high speed interpolation programmable motion controllers PMC-2HSP Series allows various controlling by 4 types of operation modes and linear/circular interpolation function. Moreover, RS485 communication support makes up to 16 units, 32 axes of multi-axis control possible. Moreover, the series realizes high communication compatibility by adopting Modbus RTU protocol. Dedicated programming tools and sufficient step memory (200 steps) are making it possible to produce more various program and efficient control.</p> |  | <h4>Features</h4> <ul> <li> <i class="fa fa-check"></i> Independent 2-axis controlling with high operating speed of max. 4Mpps</li> <li> <i class="fa fa-check"></i> Linear/Circular interpolation control (PMC-2HSP)</li> <li> <i class="fa fa-check"></i> Realizing a wide variety of operation up to 200 steps using 17 different operation programs (13 commands except circular/linear interpolation command for PMC-2HSN series)</li> <li> <i class="fa fa-check"></i> Various control interface available(USB, RS232C, RS485, Parallel I/F)</li> <li> <i class="fa fa-check"></i> Controlling up to 32 axis(16 units) via RS485 serial communication(Modbus RTU)</li> <li> <i class="fa fa-check"></i> 4 operation modes : Jog, Continuous, Index, Program mode</li> <li> <i class="fa fa-check"></i> Symmetrical/asymmetrical trapezoid, S-shaped de/acceleration driving function</li> </ul> | <table class="table table-bordered"> <tr> <td >16</td> <td>certificate</td> <td><a href="#" target="_blank">Stepper Motors / Stepper Motor Drivers / Motion Controllers Selection Guide</a></td> <td >Add a Value</td> </tr> </table> | motion_devices/motion_controllers.1.jpg | motion_devices/motion_controllers.1.jpg |  |  | <table class="table table-bordered"> <tr> <td >16</td> <td>certificate</td> <td><a href="#" target="_blank">Stepper Motors / Stepper Motor Drivers / Motion Controllers Selection Guide</a></td> <td >Add a Value</td> </tr> </table>
software | software | 93 | Comprehensive Device Management Program |  | <p>DAQMaster is a comprehensive device management program used to configure parameters, monitor real-time data, and store data with communication supported devices.</p> | <p>DAQMaster is a comprehensive device management program used to configure parameters, monitor real-time data, and store data with communication supported devices.</p> |  | all are images | <table class="table table-bordered"> <tr> <td >16</td> <td>certificate</td> <td><a href="#" target="_blank">DAQMaster Tutorial (Technical Support Manual)</a></td> <td >Add a Value</td> </tr> </table> | software/software/1.jpg |  |  |  | <table class="table table-bordered"> <tr> <td >16</td> <td>certificate</td> <td><a href="#" target="_blank">DAQMaster Tutorial (Technical Support Manual)</a></td> <td >Add a Value</td> </tr> </table>
software | library | 94 | PC RS485/Modbus communication sample programs for temperature controllers/pulse meters/panel meters |  | no descpition | no descpition |  | no features | <table class="table table-bordered"> <tr> <td >16</td> <td>certificate</td> <td><a href="#" target="_blank">MP Series 485 Communication Application</a></td> <td >Add a Value</td> </tr> </table> | no images |  |  |  | <table class="table table-bordered"> <tr> <td >16</td> <td>certificate</td> <td><a href="#" target="_blank">MP Series 485 Communication Application</a></td> <td >Add a Value</td> </tr> </table>
connectors cables | I/O Terminal Blocks | 95 | Quick Connect Interface Terminal Blocks (Screwless Push-In Type) |  | <p>The AFL series interface terminal blocks utilize screwless push-in type connection for quick and easy connection with even tightening, high vibration resistance, and secure, durable connection. The terminal blocks also feature a slim and compact design with 5 mm terminal pitch. The AFL series can be easily mounted with DIN rail locks or screw/bolt connection and are available in 20-pin, 40-pin, and 50-pin terminal models for diverse applications.</p> | <p>The AFL series interface terminal blocks utilize screwless push-in type connection for quick and easy connection with even tightening, high vibration resistance, and secure, durable connection. The terminal blocks also feature a slim and compact design with 5 mm terminal pitch. The AFL series can be easily mounted with DIN rail locks or screw/bolt connection and are available in 20-pin, 40-pin, and 50-pin terminal models for diverse applications.</p> |  | <h4>Features</h4> <ul> <li> <i class="fa fa-check"></i>Screwless push-in type connection for simple and easy connection </li> <li> <i class="fa fa-check"></i>Slim and compact design with 5 mm terminal pitch</li> <li> <i class="fa fa-check"></i>Ideal for connector type PLCs and dedicated controller I/O</li> <li> <i class="fa fa-check"></i>DIN rail mount and screw mount methods</li> <li> <i class="fa fa-check"></i>Available in 20-pin, 40-pin, and 50-pin terminal models</li> </ul> | <table class="table table-bordered"> <tr> <td >16</td> <td>certificate</td> <td><a href="#" target="_blank">AFL,AFR Series (UL Mark)</a></td> <td >Add a Value</td> </tr> </table> | connectors_cables/io_terminal_blocks/1.jpg | connectors_cables/io_terminal_blocks/2.jpg | connectors_cables/io_terminal_blocks/3.jpg |  | <table class="table table-bordered"> <tr> <td >16</td> <td>certificate</td> <td><a href="#" target="_blank">AFL,AFR Series (UL Mark)</a></td> <td >Add a Value</td> </tr> </table>
connectors cables | I/O Cables | 96 | Connector transmission cable CJ Series with various product line-ups and high compatibility |  | <p>Connector transmission cable CJ Series are applicable to various PLC and Controllers (LSIS, MITSUBISHI, AUTONICS etc) with supporting various types of cable. Its wide range of cable length depending on working environment also increases user’s convenience.</p> | <p>Connector transmission cable CJ Series are applicable to various PLC and Controllers (LSIS, MITSUBISHI, AUTONICS etc) with supporting various types of cable. Its wide range of cable length depending on working environment also increases user’s convenience.</p> |  | <h4>Features</h4> <ul> <li> <i class="fa fa-check"></i> Diverse cables available for connection to various PLCs and controllers</li> <li> <i class="fa fa-check"></i> Customizable cable lengths for various environments (standard: 1 m, 2 m)</li> <li> <i class="fa fa-check"></i> 2 types of split cables available (short/long)</li> </ul> | <table class="table table-bordered"> <tr> <td >16</td> <td>certificate</td> <td><a href="#" target="_blank">CJ Series</a></td> <td >Add a Value</td> </tr> </table> | connectors cables/O Cabels/1.jpg |  |  |  | <table class="table table-bordered"> <tr> <td >16</td> <td>certificate</td> <td><a href="#" target="_blank">CJ Series</a></td> <td >Add a Value</td> </tr> </table>
connectors cabels | sensor connectors | 97 | Save work time by 50% in Sensor Wiring Installation |  | <p>Autonics is proudly introducing Sensor Connector CNE Series. CNE Series boosts productivity in workplace by saving workforce and work time by more than 50% and hence reducing labor costs. Also, this device can maximize your work efficiency with high productivity by reducing not only the initial installation costs but also regular maintenance costs.</p> | <p>Autonics is proudly introducing Sensor Connector CNE Series. CNE Series boosts productivity in workplace by saving workforce and work time by more than 50% and hence reducing labor costs. Also, this device can maximize your work efficiency with high productivity by reducing not only the initial installation costs but also regular maintenance costs.</p> |  | <h4>Features</h4> <ul> <li> <i class="fa fa-check"></i> Wire mount plug/socket</li> <li> <i class="fa fa-check"></i>Compact and highly reliable of pressure welding connector</li> <li> <i class="fa fa-check"></i>Enables to connect wires as wire mount plug/socket</li> <li> <i class="fa fa-check"></i>Different 9 colors of cover by wire diameter</li> <li> <i class="fa fa-check"></i>Visible wiring status with translucent cover</li> <li> <i class="fa fa-check"></i>Board mount socket</li> <li> <i class="fa fa-check"></i>Enables to insert 4, 2, or 1 wire mount plugs</li> <li> <i class="fa fa-check"></i>Contact placed in mold against electric shock and short-circuit</li> <li> <i class="fa fa-check"></i>Mountable on board closely</li> <li> <i class="fa fa-check"></i>Commons</li> <li> <i class="fa fa-check"></i>Significantly reduces connection time and effort</li> <li> <i class="fa fa-check"></i>Wide products range for various wires</li> <li> <i class="fa fa-check"></i>Compact and high density installation with 2mm of contact pitch</li> <li> <i class="fa fa-check"></i>Compliance with e-CON</li> <li> <i class="fa fa-check"></i>Max. 3A of current capacity by a pin</li> </ul> | <table class="table table-bordered"> <tr> <td >16</td> <td>certificate</td> <td><a href="#" target="_blank">CNE Series (CE)</a></td> <td >Add a Value</td> </tr> </table> | connectors_cables/sensor_connectors/1.jpg | connectors_cables/sensor_connectors/1.jpg |  |  | <table class="table table-bordered"> <tr> <td >16</td> <td>certificate</td> <td><a href="#" target="_blank">CNE Series (CE)</a></td> <td >Add a Value</td> </tr> </table>
connectors cabels | connector cables | 98 | Connector Cables (Socket-Plug / Plug-Plug Types) |  | <p>CID Series, a Encorder sensor type connector connection wire, features a wide range of wire length options of up to 5m. This series offers various selections for users depending on work environments. Also, socket-plug and plug-plug types allow simple maintenance of wires.</p> | <p>CID Series, a Encorder sensor type connector connection wire, features a wide range of wire length options of up to 5m. This series offers various selections for users depending on work environments. Also, socket-plug and plug-plug types allow simple maintenance of wires.</p> |  | all features in images | <table class="table table-bordered"> <tr> <td >16</td> <td>certificate</td> <td><a href="#" target="_blank"> Connectors / Connector Cables / Sensor Distribution Boxes / Sockets Selection Guide</a></td> <td >Add a Value</td> </tr> </table> | connectors_cables/connector_cables/1.jpg | connectors_cables/connector_cables/2.jpg |  |  | <table class="table table-bordered"> <tr> <td >16</td> <td>certificate</td> <td><a href="#" target="_blank"> Connectors / Connector Cables / Sensor Distribution Boxes / Sockets Selection Guide</a></td> <td >Add a Value</td> </tr> </table>
connectors cabels | sensor distribution boxes | 99 | M12 Sensor Distribution Boxes |  | <p>The PT series sensor distribution boxes are available in 5-pin and 4-pin M12 connector types and provide flexibility for installing multiple sensors in various applications. With 4, 6, and 8 ports, the distribution boxes can supply power and receive signals for sensors using M12 connectors. The PT series can simplify complicated wiring and ease maintenance work. Operation status can be easily checked with the power indicator (green LED) and operation indicators (red LED)</p> | <p>The PT series sensor distribution boxes are available in 5-pin and 4-pin M12 connector types and provide flexibility for installing multiple sensors in various applications. With 4, 6, and 8 ports, the distribution boxes can supply power and receive signals for sensors using M12 connectors. The PT series can simplify complicated wiring and ease maintenance work. Operation status can be easily checked with the power indicator (green LED) and operation indicators (red LED)</p> |  | <h4><li> <i class="fa fa-check"></i>Available models:</h4> <ul> <li> <i class="fa fa-check"></i> 5 pin M12 connector types (cable/connector/spring terminal/plugin terminal)</li> <li> <i class="fa fa-check"></i> 4 pin M12 connector type (cable)</li> <li> <i class="fa fa-check"></i>Supply power to multiple sensors using a single power supply </li> <li> <i class="fa fa-check"></i>Simplify complicated wiring and maintenance work</li> <li> <i class="fa fa-check"></i>Check operation status with LED indicators (green, red LED)</li> <li> <i class="fa fa-check"></i>Supports 1signal, 2signal (DC 4wire type)</li> <li> <i class="fa fa-check"></i>IP67 protection structure with waterproof cover (IEC standard)</li> <li> <i class="fa fa-check"></i>IP52 protection structure with protection cover (IEC standard)</li> </ul> | <table class="table table-bordered"> <tr> <td >16</td> <td>certificate</td> <td><a href="#" target="_blank"> PT Series (CE Mark)</a></td> <td >Add a Value</td> </tr> </table> | connectors_cables/sensor_distribution_boxes/1.jpg | connectors_cables/sensor_distribution_boxes/2.jpg | connectors_cables/sensor_distribution_boxes/3.jpg |  | <table class="table table-bordered"> <tr> <td >16</td> <td>certificate</td> <td><a href="#" target="_blank"> PT Series (CE Mark)</a></td> <td >Add a Value</td> </tr> </table>
connectors | sockets | 100 | 8-Pin/11-Pin Sockets (Standard/DIN Rail/Panel) |  | <p>The PG/PS series sockets are used with Autonics plug type control devices and provide high durability and electrical conductivity. 8-pin sockets are available in standard, DIN rail/panel mount, and mini-DIN rail mount types and 11-pin sockets are available in standard and DIN rail/panel mount types.</p> | <p>The PG/PS series sockets are used with Autonics plug type control devices and provide high durability and electrical conductivity. 8-pin sockets are available in standard, DIN rail/panel mount, and mini-DIN rail mount types and 11-pin sockets are available in standard and DIN rail/panel mount types.</p> |  | <h4>Features</h4> <ul> <li> <i class="fa fa-check"></i> Excellent heat resistance</li> <li> <i class="fa fa-check"></i> Isolated contacts</li> <li> <i class="fa fa-check"></i> Copper alloy contacts for excellent electrical conductivity and high durability</li> <li> <i class="fa fa-check"></i> Easy one-touch mount installation (DIN rail/panel mount types)</li> <li> <i class="fa fa-check"></i> Panel mount with M4 x 0.7 bolts (DIN rail/panel mount types)</li> <li> <i class="fa fa-check"></i> Optimized for Autonics ATS series timers (PS-M8)</li> </ul> | <table class="table table-bordered"> <tr> <td >16</td> <td>certificate</td> <td><a href="#" target="_blank">PG/PS Series (UL Mark)</a></td> <td >Add a Value</td> </tr> </table> | connectors_cables/sockets/1.jpg | connectors_cables/sockets/2.jpg | connectors_cables/sockets/3.jpg |  | <table class="table table-bordered"> <tr> <td >16</td> <td>certificate</td> <td><a href="#" target="_blank">PG/PS Series (UL Mark)</a></td> <td >Add a Value</td> </tr> </table>
connectors | thumbwheel switches | 101 | Thumbwheel switches |  | <p>AD series thumbwheel switches from Autonics can be easily installed or connected to various control devices. The units boast high durability and have a mechanical life cycle of over 30,000 operations.</p> | <p>AD series thumbwheel switches from Autonics can be easily installed or connected to various control devices. The units boast high durability and have a mechanical life cycle of over 30,000 operations.</p> |  | <h4>Features</h4> <ul> <li> <i class="fa fa-check"></i>Easy one-touch mount installation</li> <li> <i class="fa fa-check"></i>High durability and long life cycle (30,000 operations)</li> <li> <i class="fa fa-check"></i>Available in standard pattern and relay pattern</li> </ul> | <table class="table table-bordered"> <tr> <td >16</td> <td>certificate</td> <td><a href="#" target="_blank">Thumbwheel Switches</a></td> <td >Add a Value</td> </tr> </table> | connectors_cables/thumbwheel_switches/1.jpg | connectors_cables/thumbwheel_switches/2.jpg |  |  | <table class="table table-bordered"> <tr> <td >16</td> <td>certificate</td> <td><a href="#" target="_blank">Thumbwheel Switches</a></td> <td >Add a Value</td> </tr> </table>
Control Switches | push button switches | 102 | Ø22/25 Push button switches (Non-Flush) |  | <p>Ø22/25 Push button switches (Non-Flush) S2PR-P1 is designed with detachable contact unit. It guarantees excellent durability and superior current carrying performance by adopting silver contacts contributing to highe r abrasion resistance, low contact resistance and arc resistance.</p> | <p>Ø22/25 Push button switches (Non-Flush) S2PR-P1 is designed with detachable contact unit. It guarantees excellent durability and superior current carrying performance by adopting silver contacts contributing to highe r abrasion resistance, low contact resistance and arc resistance.</p> |  | features all images | <table class="table table-bordered"> <tr> <td >16</td> <td>certificate</td> <td><a href="#" target="_blank">SWITCH (UL Certified)</a></td> <td >Add a Value</td> </tr> </table> | control_switches/push_button_switches/1.jpg | control_switches/push_button_switches/2.jpg |  |  | <table class="table table-bordered"> <tr> <td >16</td> <td>certificate</td> <td><a href="#" target="_blank">SWITCH (UL Certified)</a></td> <td >Add a Value</td> </tr> </table>
Control Switches | selector switches | 103 | Ø22/25 Short lever selector switches (Non-Flush) |  | <p>Ø22/25 Short lever selector switches (Non-Flush) S2SR-S1/3/5/7 allows 3 kinds of operations such as 2 positions maintained , 3 positions both auto spring return and 3 positions both maintained. Also, it is designed with detachable contact unit to increase user convenience</p> | <p>Ø22/25 Short lever selector switches (Non-Flush) S2SR-S1/3/5/7 allows 3 kinds of operations such as 2 positions maintained , 3 positions both auto spring return and 3 positions both maintained. Also, it is designed with detachable contact unit to increase user convenience</p> |  | features all images | <table class="table table-bordered"> <tr> <td >16</td> <td>certificate</td> <td><a href="#" target="_blank">Ø22/25 Control Switches</a></td> <td >Add a Value</td> </tr> </table> | control_switches/selector_switches/1.jpg | control_switches/selector_switches/1.jpg |  |  | <table class="table table-bordered"> <tr> <td >16</td> <td>certificate</td> <td><a href="#" target="_blank">Ø22/25 Control Switches</a></td> <td >Add a Value</td> </tr> </table>
Control Switches | key selector switches | 104 | Ø22/25 Key Selector Switches (Extended) |  | <p>Ø22/25 Head D30L Emergency switches (Non-Flush) S2ER-E1 is designed with detachable contact unit. It guarantees excellent durability and superior current carrying performance by adopting silver contacts contributing to higher abrasion resistance, low contact resistance and arc resistance.</p> | <p>Ø22/25 Head D30L Emergency switches (Non-Flush) S2ER-E1 is designed with detachable contact unit. It guarantees excellent durability and superior current carrying performance by adopting silver contacts contributing to higher abrasion resistance, low contact resistance and arc resistance.</p> |  | features all images | <table class="table table-bordered"> <tr> <td >16</td> <td>certificate</td> <td><a href="#" target="_blank">Ø22/25 Control Switches</a></td> <td >Add a Value</td> </tr> </table> | control_switches/key_selector_switches/1.jpg | control_switches/key_selector_switches/1.jpg |  |  | <table class="table table-bordered"> <tr> <td >16</td> <td>certificate</td> <td><a href="#" target="_blank">Ø22/25 Control Switches</a></td> <td >Add a Value</td> </tr> </table>
Control Switches | emergency switches | 105 | Ø22/25 Head D30L Emergency switches (Non-Flush) |  | <p>Ø22/25 Head D30L Emergency switches (Non-Flush) S2ER-E1 is designed with detachable contact unit. It guarantees excellent durability and superior current carrying performance by adopting silver contacts contributing to higher abrasion resistance, low contact resistance and arc resistance.</p> | <p>Ø22/25 Head D30L Emergency switches (Non-Flush) S2ER-E1 is designed with detachable contact unit. It guarantees excellent durability and superior current carrying performance by adopting silver contacts contributing to higher abrasion resistance, low contact resistance and arc resistance.</p> |  | features all images | <table class="table table-bordered"> <tr> <td >16</td> <td>certificate</td> <td><a href="#" target="_blank">Emergency Switches Series (CE Certified)</a></td> <td >Add a Value</td> </tr> </table> | control_switches/emergency_switches/1.jpg | control_switches/emergency_switches/2.jpg |  |  | <table class="table table-bordered"> <tr> <td >16</td> <td>certificate</td> <td><a href="#" target="_blank">Emergency Switches Series (CE Certified)</a></td> <td >Add a Value</td> </tr> </table>
Control Switches | pilot lights | 106 | Ø22/25 DOME TYPE Pilot lamps |  | <p>Ø22/25 DOME TYPE Pilot lamps L2RR-L1 is lined up with diverse colors so that various user choices can be made. High visibility is another feature of S2PR-P3 by implementing high luminance LED.</p> | <p>Ø22/25 DOME TYPE Pilot lamps L2RR-L1 is lined up with diverse colors so that various user choices can be made. High visibility is another feature of S2PR-P3 by implementing high luminance LED.</p> |  | features all images | <table class="table table-bordered"> <tr> <td >16</td> <td>certificate</td> <td><a href="#" target="_blank">Pilot lamps Series (CE Mark)</a></td> <td >Add a Value</td> </tr> </table> | control_switches/pilot_lights/1.jpg | control_switches/pilot_lights/1.jpg |  |  | <table class="table table-bordered"> <tr> <td >16</td> <td>certificate</td> <td><a href="#" target="_blank">Pilot lamps Series (CE Mark)</a></td> <td >Add a Value</td> </tr> </table>
Control Switches | accessories | 107 | Switch Contact / LED Blocks |  | <p>SA-CA/CB Series contact blocks and SA-LD/LA Series LED blocks provide excellent performance, high conductivity, and supreme durability.</p> | <p>SA-CA/CB Series contact blocks and SA-LD/LA Series LED blocks provide excellent performance, high conductivity, and supreme durability.</p> |  | features all images | <table class="table table-bordered"> <tr> <td >16</td> <td>certificate</td> <td><a href="#" target="_blank">Accessories (CE Mark)</a></td> <td >Add a Value</td> </tr> </table> | control_switches/accessories/1.jpg | control_switches/accessories/1.jpg |  |  | <table class="table table-bordered"> <tr> <td >16</td> <td>certificate</td> <td><a href="#" target="_blank">Accessories (CE Mark)</a></td> <td >Add a Value</td> </tr> </table>
Control Switches | buzzers | 109 | Ø22/25 Magnetic buzzers(Non-Flush) |  | <p>Ø22/25 Magnetic buzzers (Non-Flush) B2NB-B1 is available to select continuous and intermittent sound. It possesses the safety and the visibility by having high visibility with LED.</p> | <p>Ø22/25 Magnetic buzzers (Non-Flush) B2NB-B1 is available to select continuous and intermittent sound. It possesses the safety and the visibility by having high visibility with LED.</p> |  | <h4>Features</h4> <ul> <li> <i class="fa fa-check"></i>Strong bass sound, selectable continuous/intermittent sound, sound pressure: approx. 87±10dB (0.1m)</li> <li> <i class="fa fa-check"></i>Flashes green or red LED during operating buzzer</li> <li> <i class="fa fa-check"></i>Mounting hole: Ø22/25mm, Max. panel thickness: 6mm</li> <li> <i class="fa fa-check"></i>IP30 protection structure (front panel)</li> </ul> | <table class="table table-bordered"> <tr> <td >16</td> <td>certificate</td> <td><a href="#" target="_blank">Buzzers</a></td> <td >Add a Value</td> </tr> </table> | control_switches/buzzers/1.jpg | control_switches/buzzers/1.jpg |  |  | <table class="table table-bordered"> <tr> <td >16</td> <td>certificate</td> <td><a href="#" target="_blank">Buzzers</a></td> <td >Add a Value</td> </tr> </table>
PA products | Indicators | 110 | High Accuracy, Multi-Input, and Multi-Color Indicators |  | <p>Multi-input indicators KN-2000 Series offer high accuracy of ±0.2%. The indicators feature clear, programmable 3-color LED display and various functions including, auto color change function, high/low peak monitoring, sensor disconnection alarm, input correction, and much more.</p> | <p>Multi-input indicators KN-2000 Series offer high accuracy of ±0.2%. The indicators feature clear, programmable 3-color LED display and various functions including, auto color change function, high/low peak monitoring, sensor disconnection alarm, input correction, and much more.</p> |  | <h4>Main features</h4> <ul> <li> <i class="fa fa-check"></i>High accuracy with 16-bit ADC (±0.2% F.S.)</li> <li> <i class="fa fa-check"></i>Display range: -19999 to 19999</li> <li> <i class="fa fa-check"></i>Multiple input types <ul> <li> <i class="fa fa-check"></i>: thermocouple (12 types), RTD (5 types), analog (6 types: mV, V, mA) Auto color change function (error/alarm)</li></ul></li> <ul> <li> <i class="fa fa-check"></i> Various output options : alarm output (2 or 4), 4-20 mA transmission output (isolated), RS485 communication output ※ Full output option model available (alarm output (4) + RS485 communication output + transmission output) Various functions</li></ul> <li> <i class="fa fa-check"></i> : high/low peak monitoring, sensor disconnection alarm output (burn-out), input correction, digital input (DI), set user input range, display scale, transmission output scale, etc. Built-in power supply for sensors (24 VDC) </li> </ul> | <table class="table table-bordered"> <tr> <td >16</td> <td>certificate</td> <td><a href="#" target="_blank">KN-2000W Series (CE)</a></td> <td >Add a Value</td> </tr> </table> | pa_products/indicators/1.jpg | pa_products/indicators/1.jpg |  |  | <table class="table table-bordered"> <tr> <td >16</td> <td>certificate</td> <td><a href="#" target="_blank">KN-2000W Series (CE)</a></td> <td >Add a Value</td> </tr> </table>
PA products | recorders | 111 | 100mm Hybrid Recorders with Graphic LCD & USB Memory Support |  | <p>KRN100 Series are 100mm hybrid recorders featuring functions of a strip chart recorder and a paperless recorder. The recorders are capable of recording measured values of temperature, humidity, level, pressure, and much more. The data can be stored onto USB memory and can printed later with the data logger function. The series also features convenience features including parameter configuration via USB communication port, slot type input/output cards, and other user-friendly functions.</p> | <p>KRN100 Series are 100mm hybrid recorders featuring functions of a strip chart recorder and a paperless recorder. The recorders are capable of recording measured values of temperature, humidity, level, pressure, and much more. The data can be stored onto USB memory and can printed later with the data logger function. The series also features convenience features including parameter configuration via USB communication port, slot type input/output cards, and other user-friendly functions.</p> |  | <h4>Main features</h4> <ul> <li> <i class="fa fa-check"></i> Combined functions of paper recorder and paperless recorder</li> <li> <i class="fa fa-check"></i> Enables to print the saved data of inner memory when running out of recording paper (data logger function) </li> <li> <i class="fa fa-check"></i> Enables to set parameters with USB, RS485, Ethernet communication</li> <li> <i class="fa fa-check"></i> High legibility and setting convenient by graph LCD</li> <li> <i class="fa fa-check"></i> High speed sampling of 25ms, high speed record of 240mm/H functions </li> <li> <i class="fa fa-check"></i> 100mm paper record (selectable 6 kinds of record color) </li> <li> <i class="fa fa-check"></i> Supports inner memory and USB memory data backup (storage)</li> <li> <i class="fa fa-check"></i> Supports several input up to 12 channels with slot type input cards</li> <li> <i class="fa fa-check"></i> Enables to select several option cards with slot type output cards</li> <li> <i class="fa fa-check"></i> Space saving for installation with compact design (rear length: 168mm)</li> <li> <i class="fa fa-check"></i> Supports total 27 kinds of input types</li> <li> <i class="fa fa-check"></i> Enables to order several type input cards (weight, voltage, current, frequency, potential meter, etc)</li> </ul> | <table class="table table-bordered"> <tr> <td >16</td> <td>certificate</td> <td><a href="#" target="_blank">KRN100 Series (CE)</a></td> <td >Add a Value</td> </tr> </table> | pa_products/recorders/1.jpg | pa_products/recorders/1.jpg |  |  | <table class="table table-bordered"> <tr> <td >16</td> <td>certificate</td> <td><a href="#" target="_blank">KRN100 Series (CE)</a></td> <td >Add a Value</td> </tr> </table>
PA products | controllers | 112 | High-Speed, High Accuracy Digital Process Controllers |  | <p>High speed, high accuracy digital process controllers KPN Series feature super high-speed sampling speed of 50 ms and high display accuracy of ±0.3%. The controllers provide large, high luminance LED displays with bar graph display of control output value (MV). The series also feature high performance control with heating/cooling control and automatic/manual control functions.</p> | <p>High speed, high accuracy digital process controllers KPN Series feature super high-speed sampling speed of 50 ms and high display accuracy of ±0.3%. The controllers provide large, high luminance LED displays with bar graph display of control output value (MV). The series also feature high performance control with heating/cooling control and automatic/manual control functions.</p> |  | <h4>Main features</h4> <ul> <li> <i class="fa fa-check"></i>Super high-speed sampling cycle and high display accuracy : 50 ms sampling cycle and ±0.3% display accuracy</li> <li> <i class="fa fa-check"></i>Large display with high luminance LED provides excellent readability</li> <li> <i class="fa fa-check"></i>Bar graph display of control output value (MV)</li> <li> <i class="fa fa-check"></i>High performace control (independent control outputs for heating and cooling control, automatic/manual control mode)</li> <li> <i class="fa fa-check"></i>Parameter configuration through PCs (via USB or RS485 commmunication)</li> <li> <i class="fa fa-check"></i> Comprehensive device management program (DAQMaster) provided</li> <li> <i class="fa fa-check"></i>Communication converters are sold separately:</li> <li> <i class="fa fa-check"></i>SCM-US48I (USB to RS485 converter), SCM-38I (RS232C to RS485 converter), SCM-US (USB to Serial converter)</li> <li> <i class="fa fa-check"></i>Choose between SSR drive output or current output</li> <li> <i class="fa fa-check"></i>Heater disconnection alarm function (CT input)</li> <li> <i class="fa fa-check"></i>CT (current transformer), sold separately: CSTC-E80LN, CSTC-E200LN</li> <li> <i class="fa fa-check"></i>Multi-SV function: configure up to 4 preset SV (by digital input terminal) </li> <li> <i class="fa fa-check"></i>Compact, space-saving design (rear length: 60 mm)</li> <li> <i class="fa fa-check"></i>Terminal cover, sold separately: R⃞A-COVER</li> <li> <i class="fa fa-check"></i>Multiple input types and input range </li> </ul> | <table class="table table-bordered"> <tr> <td >16</td> <td>certificate</td> <td><a href="#" target="_blank">DAQMaster V2.5 (User manual)</a></td> <td >Add a Value</td> </tr> </table> |  |  |  |  | <table class="table table-bordered"> <tr> <td >16</td> <td>certificate</td> <td><a href="#" target="_blank">DAQMaster V2.5 (User manual)</a></td> <td >Add a Value</td> </tr> </table>
PA products | converters | 113 | Isolated Converters with Programmable 3-Color LCD Display |  | <p>Isolated converters CN-6000 Series offer premium performance and various functions. The converters have programmable 3-color, negative LCDs displays which provide high visibility. The converters are capable of handling various input types and pulse input model is also available.</p> | <p>Isolated converters CN-6000 Series offer premium performance and various functions. The converters have programmable 3-color, negative LCDs displays which provide high visibility. The converters are capable of handling various input types and pulse input model is also available.</p> |  | <h4>Main features</h4> <ul> <li> <i class="fa fa-check"></i>Multiple input types CN-610 : thermocouple (12 types), RTD (5 types), analog (6 types: mV, V, mA) CN-640 : 0 to 50.00 kHz Negative LCD display for high visibility <li> <i class="fa fa-check"></i>: 12-segment, programmable 3-color display (red, green, yellow)</li> Display input type and unit on display panel</li> <li> <i class="fa fa-check"></i>Various output options : alarm output (1,2, or 4), 0-20 mA transmission output (isolated, output range setting), 0-10 VDC voltage output (isolated, output range setting)</li> <li> <i class="fa fa-check"></i>Various functions : high/low peak monitoring, sensor disconnection alarm output (burn-out), input correction, set user input range, display scale, transmission output scale, set analog output range, etc. Built-in power supply for sensors (24 VDC)</li> </ul> | <table class="table table-bordered"> <tr> <td >16</td> <td>certificate</td> <td><a href="#" target="_blank">CN-6000 Series</a></td> <td >Add a Value</td> </tr> </table> | pa_products/converters/1.jpg | pa_products/converters/1.jpg |  |  | <table class="table table-bordered"> <tr> <td >16</td> <td>certificate</td> <td><a href="#" target="_blank">CN-6000 Series</a></td> <td >Add a Value</td> </tr> </table>
PA products | pressure transmitters | 114 | Stainless Steel Pressure Transmitters |  | <p>The compact sized TPS30 series stainless steel pressure transmitters are ideal for measuring gas, liquid, or oil pressure in tight spaces or small machinery. The robust build allows measurement of high pressure (0 to 60 MPa / 0 to 600 bar) and low pressure (0 to 2 MPa / 0 to 20 bar) in temperature conditions ranging from -40° to 125°C. The transmitters are available in 5 different connector types and can be applied across diverse applications from packaging machines to heavy machinery, factories, and shipbuilding.</p> | <p>The compact sized TPS30 series stainless steel pressure transmitters are ideal for measuring gas, liquid, or oil pressure in tight spaces or small machinery. The robust build allows measurement of high pressure (0 to 60 MPa / 0 to 600 bar) and low pressure (0 to 2 MPa / 0 to 20 bar) in temperature conditions ranging from -40° to 125°C. The transmitters are available in 5 different connector types and can be applied across diverse applications from packaging machines to heavy machinery, factories, and shipbuilding.</p> |  | <h4>Features</h4> <ul> <li> <i class="fa fa-check"></i> Robust build allows high or low pressure measurement in high and low temperature environments : high pressure (0 to 60 MPa / 0 to 600 bar), low pressure (0 to 2 MPa / 0 to 20 bar) ※sealed gauge pressure (-0.1 to 2 MPa / -1 to 20 bar), absolute pressure (0 to 2 MPa / 0 to 20 bar), gauge pressure (0 to 60 MPa / 0 to 600 bar) : temperature range (-40° to 125°C) (may vary by model)</li> <li> <i class="fa fa-check"></i> For diverse applications including packaging machines, heavy machinery, factories, and shipbuilding</li> <li> <i class="fa fa-check"></i> Pressure measurement of any gas, liquid, or oil </li> <li> <i class="fa fa-check"></i> 316L stainless steel diaphragm for high corrosion resistance (except head component of head types)</li> <li> <i class="fa fa-check"></i> Compact size allows easy installation in tight or limited spaces</li> <li> <i class="fa fa-check"></i> 1 ms high-speed response rate</li> <li> <i class="fa fa-check"></i> Analog output : current (DC 4-20 mA), voltage (1-5 VDC)</li> <li> <i class="fa fa-check"></i> Built-in reverse polarity protection circuit</li> <li> <i class="fa fa-check"></i> Various connector types: cable type, DIN43650-A connector type, DT04-3P connector type, M12 connector type, head type</li> <li> <i class="fa fa-check"></i> Available thread sizes: G3/8, G1/4, R1/2</li> <li> <i class="fa fa-check"></i> IP67 protection structure (IEC standard)</li> (DIN43650-A connector type: IP65) </ul> | <table class="table table-bordered"> <tr> <td >16</td> <td>certificate</td> <td><a href="#" target="_blank">TPS30 Series</a></td> <td >Add a Value</td> </tr> </table> | pa_products/pressure_transmitters/1.jpg | pa_products/pressure_transmitters/2.jpg | pa_products/pressure_transmitters/3.jpg | pa_products/pressure_transmitters/4.jpg | <table class="table table-bordered"> <tr> <td >16</td> <td>certificate</td> <td><a href="#" target="_blank">TPS30 Series</a></td> <td >Add a Value</td> </tr> </table>
PA products | temperature transmitters | 115 | Intelligent Temperature Transmitter with Flexible Display Viewing Angle |  | <p>KT-502H Series temperature transmitters are intelligent temperature transmitters with flexible display viewing angle. The unit features a backlit display for high visibility and expolsion-proof structure.</p> | <p>KT-502H Series temperature transmitters are intelligent temperature transmitters with flexible display viewing angle. The unit features a backlit display for high visibility and expolsion-proof structure.</p> |  | <h4>Main features </h4> <ul> <li> <i class="fa fa-check"></i>HART protocol compatibility</li> <li> <i class="fa fa-check"></i>Display can be rotated within 330° angle depending on environment conditions 4-20 mA analog output (2-wire) Various inputs: (order from 1 of 22 types) : thermocouple (8 types), RTD: (8 types), mV (4 types), Ω (2 types) Backlit display for high visibility Explosion-proof structure : Ex d IIC T6 IP67</li> <li> <i class="fa fa-check"></i> HART Field Communications Protocol may depend on several factors, including calibrators, software, or firmware updates.</li> </ul> | <table class="table table-bordered"> <tr> <td >16</td> <td>certificate</td> <td><a href="#" target="_blank">KT-502H Series</a></td> <td >Add a Value</td> </tr> </table> | pa_products/temperature transmitters/1.jpg | pa_products/temperature transmitters/1.jpg |  |  | <table class="table table-bordered"> <tr> <td >16</td> <td>certificate</td> <td><a href="#" target="_blank">KT-502H Series</a></td> <td >Add a Value</td> </tr> </table>
PA products | thyristor power controllers | 116 | Thyristor Units with Fast, Accurate, & Precise Control |  | <p>DPU Series are thyristor power controllers with fast, accurate, and precise control. The units feature accurate feedback control through RMS measurement and phase control and zero-cross cycle control are available. Remote monitoring and control are possible via RS485 communication for further user convenience.</p> | <p>DPU Series are thyristor power controllers with fast, accurate, and precise control. The units feature accurate feedback control through RMS measurement and phase control and zero-cross cycle control are available. Remote monitoring and control are possible via RS485 communication for further user convenience.</p> |  | <h4>Features</h4> <ul> <li> <i class="fa fa-check"></i> High-speed, high-accuracy digital power control with high-speed CPU</li> <li> <i class="fa fa-check"></i> Accurate feedback control (constant current, constant voltage, constant power) through RMS measurement</li> <li> <i class="fa fa-check"></i> Phase control for various load control and zero-cross cycle control (fixed, variable cycles)</li> <li> <i class="fa fa-check"></i> Built-in rapid fuse for internal circuit protection</li> <li> <i class="fa fa-check"></i> Remote monitoring and control: Modbus RTU protocol via RS485 communication</li> <li> <i class="fa fa-check"></i> Contains 6 customizable digital inputs</li> <li> <i class="fa fa-check"></i> Various alarm outputs including current error or heater disconnection (partial disconnection detection)</li> <li> <i class="fa fa-check"></i> Supports various control input signals (current, voltage, potentiometer)</li> <li> <i class="fa fa-check"></i> Possible to install control unit independently</li> <li> <i class="fa fa-check"></i> Applicable loads: super kanthal, platinum, molybdenum, carbon, halogen lamp, chrome, nickel, etc. </li> </ul> | <table class="table table-bordered"> <tr> <td >16</td> <td>certificate</td> <td><a href="#" target="_blank">DAQMaster V2.5 (User manual)</a></td> <td >Add a Value</td> </tr> </table> | pa_products/thyristor_power_controllers/1.jpg | pa_products/thyristor_power_controllers/1.jpg |  |  | <table class="table table-bordered"> <tr> <td >16</td> <td>certificate</td> <td><a href="#" target="_blank">DAQMaster V2.5 (User manual)</a></td> <td >Add a Value</td> </tr> </table>
Menics products | Indicating Lights | 117 | D56mm LED 3 Colors in 1 Tower Light |  | <p>This unit (Bulb / LED type) giving a signal is used for achieving a goal of production per hour as workers to follow normal working process in production line and for manager to realize processing error immediately.</p> |  |  | <h4>Features</h4> <ul> <li> <i class="fa fa-check"></i> 3 colors in 1 LED modular components</li> <li> <i class="fa fa-check"></i> Bright & even light distribution through prism-cut lenses</li> <li> <i class="fa fa-check"></i> Fast & easy assembly with inter-locking construction</li> <li> <i class="fa fa-check"></i> 8 mounting options</li> <li> <i class="fa fa-check"></i> Optional 80dB Buzzer (fixed or adjustable volume)</li> <li> <i class="fa fa-check"></i> IP65 rated</li> <li> <i class="fa fa-check"></i> RoHS compliant</li> </ul> | <table class="table table-bordered"> <tr> <td >16</td> <td>certificate</td> <td><a href="#" target="_blank">Accessories</a></td> <td >Add a Value</td> </tr> </table> | menics_products/indicating_lights/1.jpg | menics_products/indicating_lights/1.jpg |  |  | <table class="table table-bordered"> <tr> <td >16</td> <td>certificate</td> <td><a href="#" target="_blank">Accessories</a></td> <td >Add a Value</td> </tr> </table>
Menics products | Signals Lights | 118 | Slim LED Wall Mount Signal Lights |  | <p>Ultra-Slim Signal Lights that offer seamless integration with equipment.</p> |  |  | <h4>Features</h4> <ul> <li> <i class="fa fa-check"></i>Slim Profile Wall Mount</li> <li> <i class="fa fa-check"></i>Easy Mounted vertically and horizontally</li> <li> <i class="fa fa-check"></i>Equivalent brightness in every angle</li> <li> <i class="fa fa-check"></i>Steady and flashing lights</li> <li> <i class="fa fa-check"></i>Vibration and moisture resistant</li> <li> <i class="fa fa-check"></i>Chrome is also available as special order</li> </ul> | <table class="table table-bordered"> <tr> <td >16</td> <td>certificate</td> <td><a href="#" target="_blank">Accessories</a></td> <td >Add a Value</td> </tr> </table> | menics_products/signals_lights/1.jpg | menics_products/signals_lights/1.jpg |  |  | <table class="table table-bordered"> <tr> <td >16</td> <td>certificate</td> <td><a href="#" target="_blank">Accessories</a></td> <td >Add a Value</td> </tr> </table>
Industrial Labels | TDI | 148 | SINGLE EVENT TDI |  | <p>Developed to withstand extreme conditions of industrial dishwashers, TDI Labels form part of HACCP procedures, giving a permanent record of sterilisation temperatures achieved.</p> | <h4>DESCRIPTION</h4> <p>Developed to withstand extreme conditions of industrial dishwashers, TDI Labels form part of HACCP procedures, giving a permanent record of sterilisation temperatures achieved.</p> <h4>DISHWASHER TEMPERATURE LABEL</h4> <p> These water resistant, irreversible labels are easy to use and accurate to +/- 1C. Giving a permanent record of thermal disinfection temperatures achieved, they clearly indicate when correct temperatures are not being achieved for evidence of health and safety due diligence.</p> <h4>PRODUCT RANGE</h4> <p>Single Temperature Indicators are designed for regular and daily checks. Multi-Level temperature indicators are designed for a more in-depth check to prove what temperature level has been achieved.</p> | <table class="table table-bordered"> <tbody> <tr> <td>Range</td><td>&deg;C</td><td>Part N&deg;</td> </tr> <tr> <td>1</td><td>65</td><td>01ETHETDI65C01RL</td> </tr> <tr> <td>2</td><td>71</td><td>01ETHETDI71C01RL</td> </tr> <tr> <td>3</td><td>82</td><td>01ETHETDI82C01RL</td> </tr> <tr> <td>4</td><td>93</td><td>01ETHETDI93C01RL</td> </tr> </tbody> </table> <h4>Specification</h4> <p><strong>Size</strong>:</p> <p><strong>Type</strong>: Self Adhesive</p> <p><strong>Scale</strong>: &deg;C &amp;&deg;F</p> <p><strong>Pack Size</strong>: Sold in reels of 1000</p> <p><strong>Adhesive</strong>:</p> <p><strong>Film</strong>: </p> |  | <<table class="table table-bordered"> <tbody> <tr> <td>Labels Irreversible</td> <td><a href="http://www.tmchallcrest.com/downloads-centre" target="_blank">Download</a></td> </tr> <tr> <td>Labels Reversible</td> <td><a href="http://www.tmchallcrest.com/downloads-centre" target="_blank">Download</a></td> </tr> <tr> <td>Pigments</td> <td><a href="http://www.tmchallcrest.com/downloads-centre" target="_blank">Download</a></td> </tr> <tr> <td>Inks</td> <td><a href="http://www.tmchallcrest.com/downloads-centre" target="_blank">Download</a></td> </tr> <tr> <td>Plastics</td> <td><a href="http://www.tmchallcrest.com/downloads-centre" target="_blank">Download</a></td> </tr> <tr> <td>Paints</td> <td><a href="http://www.tmchallcrest.com/downloads-centre" target="_blank">Download</a></td> </tr> <tr> <td>Crayons</td> <td><a href="http://www.tmchallcrest.com/downloads-centre" target="_blank">Download</a></td> </tr> </tbody> </table> | industrial_labels/tdi/single_event_tdi/1.jpg | industrial_labels/tdi/single_event_tdi/2.jpg | industrial_labels/tdi/single_event_tdi/3.jpg | industrial_labels/tdi/single_event_tdi/4.jpg
Industrial Labels | TEXTILES | 149 | TEXTILE STRIPS |  | <p>A range of temperature test strips specifically developed for the Textile industry that will record permanently, the highest bracketed temperature reached by the label.</p> | <h4>DESCRIPTION</h4> <p>A range of temperature test strips specifically developed for the Textile industry that will record permanently, the highest bracketed temperature reached by the label.</p> <h4>TEXTILE INDICATORS</h4> <p> Highly accurate heat indicators designed for use within the textile bonding process. The individual temperature settings will permanently change colour to indicate the temperature achieved.</p> <h4>DRY APPLICATIONS</h4> <p>Perfect for temperature testing when using a fusing machine, confirming the temperature at the bonding site and ensuring that garments finished or pressed when exposed to temperature do not overheat.</p> | <table class="table table-bordered"> <tbody> <tr> <td>Range</td><td>&deg;C</td><td>Part N&deg;</td> </tr> <tr> <td></td><td>104-143</td><td>08TTHE0104C01PK</td> </tr> <tr> <td></td><td>121-160</td><td>08TTHE0121C01PK</td> </tr> <tr> <td></td><td>127-171</td><td>08TTHE0127C01PK</td> </tr> <tr> <td></td><td>132-182</td><td>08TTHE0132C01PK</td> </tr> <tr> <td></td><td>143-182</td><td>08TTHE0143C01PK</td> </tr> <tr> <td></td><td>160-199</td><td>08TTHE0160C01PK</td> </tr> <tr> <td></td><td>182-224</td><td>08TTHE0182C01PK</td> </tr> <tr> <td></td><td>188-232</td><td>08TTHE0188C01PK</td> </tr> <tr> <td></td><td>210-260</td><td>08TTHE0210C01PK</td> </tr> <tr> <td></td><td>71-110</td><td>08TTHE0071C01PK</td> </tr> <tr> <td></td><td>93-132</td><td>08TTHE0093C01PK</td> </tr> </tbody> </table> <h4>Specification</h4> <p><strong>Size</strong>:83x6mm</p> <p><strong>Type</strong>: Vertical, Non-Adhesive</p> <p><strong>Scale</strong>: &deg;C </p> <p><strong>Pack Size</strong>: Sold in packs of 50</p> <p><strong>Adhesive</strong>:N/A</p> <p><strong>Film</strong>:Polyester </p> |  | <<table class="table table-bordered"> <tbody> <tr> <td>Labels Irreversible</td> <td><a href="http://www.tmchallcrest.com/downloads-centre" target="_blank">Download</a></td> </tr> <tr> <td>Labels Reversible</td> <td><a href="http://www.tmchallcrest.com/downloads-centre" target="_blank">Download</a></td> </tr> <tr> <td>Pigments</td> <td><a href="http://www.tmchallcrest.com/downloads-centre" target="_blank">Download</a></td> </tr> <tr> <td>Inks</td> <td><a href="http://www.tmchallcrest.com/downloads-centre" target="_blank">Download</a></td> </tr> <tr> <td>Plastics</td> <td><a href="http://www.tmchallcrest.com/downloads-centre" target="_blank">Download</a></td> </tr> <tr> <td>Paints</td> <td><a href="http://www.tmchallcrest.com/downloads-centre" target="_blank">Download</a></td> </tr> <tr> <td>Crayons</td> <td><a href="http://www.tmchallcrest.com/downloads-centre" target="_blank">Download</a></td> </tr> </tbody> </table> | industrial_labels/textiles/textile_strips/1.png | industrial_labels/textiles/textile_strips/2.png | industrial_labels/textiles/textile_strips/3.png | industrial_labels/textiles/textile_strips/4.png
Industrial Labels | LOW TEMP | 150 | CHILLCHECKER INDICATOR |  | <p>Our range of low temperature indicators provide a cost effective solution to identify temperature control issues during the transportation and storage of goods.</p> | <h4>DESCRIPTION</h4> <p>Our range of low temperature indicators provide a cost effective solution to identify temperature control issues during the transportation and storage of goods.</p> <h4>CHILLCHECKER</h4> <p> Chillchecker Cold Storage Indicators provides confirmation that the temperature has not been exceeded. Easy to use, self adhesive indicators available at temperatures beween -17C to 20C</p> <h4>TEMPASURE</h4> <p>Tempasure monitors your shipments by recording a critical low temperature of refrigerated temperature sensitive products in storage or transit. It works by permanently turning an indicating window from clear into bright red.</p> | <table class="table table-bordered"> <tbody> <tr> <td>Range</td><td>&deg;C</td><td>Part N&deg;</td> </tr> <tr> <td></td><td>17</td><td>01CTHE0017C02BX</td> </tr> <tr> <td></td><td>20</td><td>01CTHE0020C02BX</td> </tr> <tr> <td></td><td>5</td><td>01CTHE0005C02BX</td> </tr> <tr> <td></td><td>9</td><td>01CTHE0009C02BX</td> </tr> <tr> <td></td><td>-17</td><td>01CTHE0-17C02BX</td> </tr> <tr> <td></td><td>-2</td><td>01CTHE00-2C02BX</td> </tr> <tr> <td></td><td>-5</td><td>01CTHE00-5C02BX</td> </tr> <tr> <td></td><td>-8</td><td>01CTHE00-8C02BX</td> </tr> </tbody> </table> <h4>Specification</h4> <p><strong>Size</strong>:1.25"x0.23" / 32x6mm</p> <p><strong>Type</strong>: Circular, Self Adhesive</p> <p><strong>Scale</strong>: &deg;C &amp;&deg;F</p> <p><strong>Pack Size</strong>: Sold in units of 100</p> <p><strong>Adhesive</strong>:</p> <p><strong>Film</strong>: </p> |  | <<table class="table table-bordered"> <tbody> <tr> <td>Labels Irreversible</td> <td><a href="http://www.tmchallcrest.com/downloads-centre" target="_blank">Download</a></td> </tr> <tr> <td>Labels Reversible</td> <td><a href="http://www.tmchallcrest.com/downloads-centre" target="_blank">Download</a></td> </tr> <tr> <td>Pigments</td> <td><a href="http://www.tmchallcrest.com/downloads-centre" target="_blank">Download</a></td> </tr> <tr> <td>Inks</td> <td><a href="http://www.tmchallcrest.com/downloads-centre" target="_blank">Download</a></td> </tr> <tr> <td>Plastics</td> <td><a href="http://www.tmchallcrest.com/downloads-centre" target="_blank">Download</a></td> </tr> <tr> <td>Paints</td> <td><a href="http://www.tmchallcrest.com/downloads-centre" target="_blank">Download</a></td> </tr> <tr> <td>Crayons</td> <td><a href="http://www.tmchallcrest.com/downloads-centre" target="_blank">Download</a></td> </tr> </tbody> </table> | industrial_labels/chillchecker/1.png | industrial_labels/chillchecker/2.png | industrial_labels/chillchecker/3.png | industrial_labels/chillchecker/4.png
Industrial Labels | LIQUID CRYSTAL | 151 | DIGITEMP 16 LEVEL |  | <p>Conventional Liquid Crystal range that offers and instant, accurate and easy to read indication of temperature, -30 to 100C.</p> | <h4>DESCRIPTION</h4> <p>Conventional Liquid Crystal range that offers and instant, accurate and easy to read indication of temperature, -30 to 100C.</p> <h4>REVERSIBLE TEMPERATURE MEASUREMENT</h4> <p> The labels are comprised of a series of liquid crystal formulations called events. Each event is precisely calibrated to show a green colour at the designated temperature, changing colour in sequence from tan to green to blue as the temperature increases. As a result, the only one event will be green at any one time, which indicates the temperature.</p> <h4>PRODUCT RANGE</h4> <p>Many applications are well established and include products sold into the following areas: Consumer - Forehead and Aquarium Thermometers, Baby and Nursery Products. Promotional - Advertising specialities. Medical and Laboratory - Skin temperature indicators and colour change labels for medical equipment. Industrial/Research and Testing - Colour Change Printing Inks, coatings and pigments, hot and cold warning labels.</p> | <table class="table table-bordered"> <tbody> <tr> <td>Range</td><td>&deg;C</td><td>Part N&deg;</td> </tr> <tr> <td></td><td>0 to 75</td><td>L16LTHEVR000C01LS</td> </tr> <tr> <td></td><td>10 to 40</td><td>L16LTHEVR010C01LS</td> </tr> <tr> <td></td><td>25 to 100</td><td>L16LTHEVR025C01LS</td> </tr> <tr> <td></td><td>14 to 31</td><td>L16THEVR014D01PK</td> </tr> </tbody> </table> <h4>Specification</h4> <p><strong>Size</strong>:5.2"x0.75" / 132x19mm</p> <p><strong>Type</strong>: Vertical, Self Adhesive</p> <p><strong>Scale</strong>: &deg;C </p> <p><strong>Pack Size</strong>: Sold in units of 10</p> <p><strong>Adhesive</strong>:Double Coated Tape</p> <p><strong>Film</strong>: Polyester</p> |  | <<table class="table table-bordered"> <tbody> <tr> <td>Labels Irreversible</td> <td><a href="http://www.tmchallcrest.com/downloads-centre" target="_blank">Download</a></td> </tr> <tr> <td>Labels Reversible</td> <td><a href="http://www.tmchallcrest.com/downloads-centre" target="_blank">Download</a></td> </tr> <tr> <td>Pigments</td> <td><a href="http://www.tmchallcrest.com/downloads-centre" target="_blank">Download</a></td> </tr> <tr> <td>Inks</td> <td><a href="http://www.tmchallcrest.com/downloads-centre" target="_blank">Download</a></td> </tr> <tr> <td>Plastics</td> <td><a href="http://www.tmchallcrest.com/downloads-centre" target="_blank">Download</a></td> </tr> <tr> <td>Paints</td> <td><a href="http://www.tmchallcrest.com/downloads-centre" target="_blank">Download</a></td> </tr> <tr> <td>Crayons</td> <td><a href="http://www.tmchallcrest.com/downloads-centre" target="_blank">Download</a></td> </tr> </tbody> </table> | industrial_labels/liquid_crystal/1.png | industrial_labels/liquid_crystal/2.png | industrial_labels/liquid_crystal/3.png | industrial_labels/liquid_crystal/4.png
Industrial Labels | SINGLE COLOUR | 152 | 11 LEVEL THERMOMETER |  | <p>NEW Easy Read Single Colour Technology. A new generation of UK manufactured temperature monitors, with continuous moving scale.</p> | <h4>DESCRIPTION</h4> <p>NEW Easy Read Single Colour Technology. A new generation of UK manufactured temperature monitors, with continuous moving scale.</p> <h4>COLOUR CHANGE THERMOMETRY</h4> <p>A World first in reversible temperature sensitive materials that change colour at designated temperatures. Non-toxic, accurate, self-adhesive Easy Read Temperature Indicators.</p> <h4>CUSTOM PRODUCTS</h4> <p>All of these new Easy Read products can be custom made to any specification with temperatures between 0 and 100C</p> | <table class="table table-bordered"> <tbody> <tr> <td>Range</td><td>&deg;C</td><td>Part N&deg;</td> </tr> <tr> <td>1</td><td>0-50</td><td>11RTIN005C01PK</td> </tr> <tr> <td>2</td><td>50-100</td><td>11RTIN055C01PK</td> </tr> </tbody> </table> <h4>Specification</h4> <p><strong>Size</strong>:0.72"x2" / 18x51mm</p> <p><strong>Type</strong>: Vertical, Self Adhesive</p> <p><strong>Scale</strong>: &deg;C </p> <p><strong>Pack Size</strong>: Sold in units of 10</p> <p><strong>Adhesive</strong>:</p> <p><strong>Film</strong>: </p> |  | <<table class="table table-bordered"> <tbody> <tr> <td>Labels Irreversible</td> <td><a href="http://www.tmchallcrest.com/downloads-centre" target="_blank">Download</a></td> </tr> <tr> <td>Labels Reversible</td> <td><a href="http://www.tmchallcrest.com/downloads-centre" target="_blank">Download</a></td> </tr> <tr> <td>Pigments</td> <td><a href="http://www.tmchallcrest.com/downloads-centre" target="_blank">Download</a></td> </tr> <tr> <td>Inks</td> <td><a href="http://www.tmchallcrest.com/downloads-centre" target="_blank">Download</a></td> </tr> <tr> <td>Plastics</td> <td><a href="http://www.tmchallcrest.com/downloads-centre" target="_blank">Download</a></td> </tr> <tr> <td>Paints</td> <td><a href="http://www.tmchallcrest.com/downloads-centre" target="_blank">Download</a></td> </tr> <tr> <td>Crayons</td> <td><a href="http://www.tmchallcrest.com/downloads-centre" target="_blank">Download</a></td> </tr> </tbody> </table> | industrial_labels/single_color/11levelthermometer/1.jpg | industrial_labels/single_color/11levelthermometer/1.jpg
Industrial Labels | CHILLCHECKER | 153 | CHILLCHECKER INDICATOR |  | <p>Our range of low temperature indicators provide a cost effective solution to identify temperature control issues during the transportation and storage of goods.</p> | <h4>DESCRIPTION</h4> <p>Our range of low temperature indicators provide a cost effective solution to identify temperature control issues during the transportation and storage of goods.</p> <h4>CHILLCHECKER</h4> <p>Chillchecker Cold Storage Indicators provides confirmation that the temperature has not been exceeded. Easy to use, self adhesive indicators available at temperatures beween -17C to 20C</p> <h4>TEMPASURE</h4> <p>Tempasure monitors your shipments by recording a critical low temperature of refrigerated temperature sensitive products in storage or transit. It works by permanently turning an indicating window from clear into bright red.</p> | <table class="table table-bordered"> <tbody> <tr> <td>Range</td><td>&deg;C</td><td>Part N&deg;</td> </tr> <tr> <td></td><td>17</td><td>01CTHE0017C02BX</td> </tr> <tr> <td></td><td>20</td><td>01CTHE0020C02BX</td> </tr> <tr> <td></td><td>5</td><td>01CTHE0005C02BX</td> </tr> <tr> <td></td><td>9</td><td>01CTHE0009C02BX</td> </tr> <tr> <td></td><td>-17</td><td>01CTHE0-17C02BX</td> </tr> <tr> <td></td><td>-2</td><td>01CTHE00-2C02BX</td> </tr> <tr> <td></td><td>-5</td><td>01CTHE00-5C02BX</td> </tr> <tr> <td></td><td>-8</td><td>01CTHE00-8C02BX</td> </tr> </tbody> </table> <h4>Specification</h4> <p><strong>Size</strong>:1.25"x0.23" / 32x6mm</p> <p><strong>Type</strong>: Circular, Self Adhesive</p> <p><strong>Scale</strong>: &deg;C &amp;&deg;F</p> <p><strong>Pack Size</strong>: Sold in units of 100</p> <p><strong>Adhesive</strong>:</p> <p><strong>Film</strong>: </p> |  | <<table class="table table-bordered"> <tbody> <tr> <td>Labels Irreversible</td> <td><a href="http://www.tmchallcrest.com/downloads-centre" target="_blank">Download</a></td> </tr> <tr> <td>Labels Reversible</td> <td><a href="http://www.tmchallcrest.com/downloads-centre" target="_blank">Download</a></td> </tr> <tr> <td>Pigments</td> <td><a href="http://www.tmchallcrest.com/downloads-centre" target="_blank">Download</a></td> </tr> <tr> <td>Inks</td> <td><a href="http://www.tmchallcrest.com/downloads-centre" target="_blank">Download</a></td> </tr> <tr> <td>Plastics</td> <td><a href="http://www.tmchallcrest.com/downloads-centre" target="_blank">Download</a></td> </tr> <tr> <td>Paints</td> <td><a href="http://www.tmchallcrest.com/downloads-centre" target="_blank">Download</a></td> </tr> <tr> <td>Crayons</td> <td><a href="http://www.tmchallcrest.com/downloads-centre" target="_blank">Download</a></td> </tr> </tbody> </table> | industrial_labels/chillchecker/1.png
Industrial Labels | TEMPASURE INDICATOR | 154 | TEMPASURE INDICATOR |  | <p>Our range of low temperature indicators provide a cost effective solution to identify temperature control issues during the transportation and storage of goods.</p> | <h4>DESCRIPTION</h4> <p>Our range of low temperature indicators provide a cost effective solution to identify temperature control issues during the transportation and storage of goods.</p> <h4>CHILLCHECKER</h4> <p>Chillchecker Cold Storage Indicators provides confirmation that the temperature has not been exceeded. Easy to use, self adhesive indicators available at temperatures beween -17C to 20C</p> <h4>TEMPASURE</h4> <p>Tempasure monitors your shipments by recording a critical low temperature of refrigerated temperature sensitive products in storage or transit. It works by permanently turning an indicating window from clear into bright red. </p> | <table class="table table-bordered"> <tbody> <tr> <td>Range</td><td>&deg;C</td><td>Part N&deg;</td> </tr> <tr> <td></td><td>0</td><td>TEMPA000C01LS</td> </tr> <tr> <td></td><td>10</td><td>TEMPA010C01LS</td> </tr> <tr> <td></td><td>-10</td><td>TEMPA-10C01LS</td> </tr> <tr> <td></td><td>2</td><td>TEMPA002C01LS</td> </tr> <tr> <td></td><td>-20</td><td>TEMPA-20C01LS</td> </tr> <tr> <td></td><td>5</td><td>TEMPA005C01LS</td> </tr> <tr> <td></td><td>-5</td><td>TEMPA0-5C01LS</td> </tr> </tbody> </table> <h4>Specification</h4> <p><strong>Size</strong>:54x17.5mm</p> <p><strong>Type</strong>: Self Adhesive</p> <p><strong>Scale</strong>: &deg;C </p> <p><strong>Pack Size</strong>: Sold</p> <p><strong>Adhesive</strong>:</p> <p><strong>Film</strong>: </p> |  | <<table class="table table-bordered"> <tbody> <tr> <td>Labels Irreversible</td> <td><a href="http://www.tmchallcrest.com/downloads-centre" target="_blank">Download</a></td> </tr> <tr> <td>Labels Reversible</td> <td><a href="http://www.tmchallcrest.com/downloads-centre" target="_blank">Download</a></td> </tr> <tr> <td>Pigments</td> <td><a href="http://www.tmchallcrest.com/downloads-centre" target="_blank">Download</a></td> </tr> <tr> <td>Inks</td> <td><a href="http://www.tmchallcrest.com/downloads-centre" target="_blank">Download</a></td> </tr> <tr> <td>Plastics</td> <td><a href="http://www.tmchallcrest.com/downloads-centre" target="_blank">Download</a></td> </tr> <tr> <td>Paints</td> <td><a href="http://www.tmchallcrest.com/downloads-centre" target="_blank">Download</a></td> </tr> <tr> <td>Crayons</td> <td><a href="http://www.tmchallcrest.com/downloads-centre" target="_blank">Download</a></td> </tr> </tbody> </table> | industrial_labels/temperature_indicater/1.png | industrial_labels/temperature_indicater/2.png | industrial_labels/temperature_indicater/3.png | industrial_labels/temperature_indicater/4.png
Industrial Labels | SINGLE EVENT TDI | 155 | SINGLE EVENT TDI |  | <p>Developed to withstand extreme conditions of industrial dishwashers, TDI Labels form part of HACCP procedures, giving a permanent record of sterilisation temperatures achieved.</p> | <h4>DESCRIPTION</h4> <p>Developed to withstand extreme conditions of industrial dishwashers, TDI Labels form part of HACCP procedures, giving a permanent record of sterilisation temperatures achieved.</p> <h4>DISHWASHER TEMPERATURE LABEL</h4> <p>These water resistant, irreversible labels are easy to use and accurate to +/- 1C. Giving a permanent record of thermal disinfection temperatures achieved, they clearly indicate when correct temperatures are not being achieved for evidence of health and safety due diligence.</p> <h4>PRODUCT RANGE</h4> <p>Single Temperature Indicators are designed for regular and daily checks. Multi-Level temperature indicators are designed for a more in-depth check to prove what temperature level has been achieved. </p> | <table class="table table-bordered"> <tbody> <tr> <td>Range</td><td>&deg;C</td><td>Part N&deg;</td> </tr> <tr> <td>1</td><td>65</td><td>01ETHETDI65C01RL</td> </tr> <tr> <td>2</td><td>71</td><td>01ETHETDI71C01RL</td> </tr> <tr> <td>3</td><td>82</td><td>01ETHETDI82C01RL</td> </tr> <tr> <td>4</td><td>93</td><td>01ETHETDI93C01RL</td> </tr> </tbody> </table> <h4>Specification</h4> <p><strong>Size</strong>:</p> <p><strong>Type</strong>: Self Adhesive</p> <p><strong>Scale</strong>: &deg;C &amp;&deg;F</p> <p><strong>Pack Size</strong>: Sold in reels of 1000</p> <p><strong>Adhesive</strong>:</p> <p><strong>Film</strong>: </p> |  | <<table class="table table-bordered"> <tbody> <tr> <td>Labels Irreversible</td> <td><a href="http://www.tmchallcrest.com/downloads-centre" target="_blank">Download</a></td> </tr> <tr> <td>Labels Reversible</td> <td><a href="http://www.tmchallcrest.com/downloads-centre" target="_blank">Download</a></td> </tr> <tr> <td>Pigments</td> <td><a href="http://www.tmchallcrest.com/downloads-centre" target="_blank">Download</a></td> </tr> <tr> <td>Inks</td> <td><a href="http://www.tmchallcrest.com/downloads-centre" target="_blank">Download</a></td> </tr> <tr> <td>Plastics</td> <td><a href="http://www.tmchallcrest.com/downloads-centre" target="_blank">Download</a></td> </tr> <tr> <td>Paints</td> <td><a href="http://www.tmchallcrest.com/downloads-centre" target="_blank">Download</a></td> </tr> <tr> <td>Crayons</td> <td><a href="http://www.tmchallcrest.com/downloads-centre" target="_blank">Download</a></td> </tr> </tbody> </table> | industrial_labels/single_event_tdi/1.png | industrial_labels/single_event_tdi/2.png | industrial_labels/single_event_tdi/3.png | industrial_labels/single_event_tdi/4.png
Industrial Labels | TRIPLE EVENT TDI | 156 | TRIPLE EVENT TDI |  | <p>Developed to withstand extreme conditions of industrial dishwashers, TDI Labels form part of HACCP procedures, giving a permanent record of sterilisation temperatures achieved.</p> | <h4>DESCRIPTION</h4> <p>Developed to withstand extreme conditions of industrial dishwashers, TDI Labels form part of HACCP procedures, giving a permanent record of sterilisation temperatures achieved.</p> <h4>DISHWASHER TEMPERATURE LABEL</h4> <p>These water resistant, irreversible labels are easy to use and accurate to +/- 1C. Giving a permanent record of thermal disinfection temperatures achieved, they clearly indicate when correct temperatures are not being achieved for evidence of health and safety due diligence.</p> <h4>PRODUCT RANGE</h4> <p>Single Temperature Indicators are designed for regular and daily checks. Multi-Level temperature indicators are designed for a more in-depth check to prove what temperature level has been achieved. </p> | <table class="table table-bordered"> <tbody> <tr> <td>Range</td><td>&deg;C</td><td>Part N&deg;</td> </tr> <tr> <td>1</td><td>65-82</td><td>03STDI0065C01PK</td> </tr> <tr> <td>2</td><td>88-121</td><td>03STDI0088C01PK</td> </tr> </tbody> </table> <h4>Specification</h4> <p><strong>Size</strong>:Horizontal, 25mmx35mm</p> <p><strong>Type</strong>: Self Adhesive</p> <p><strong>Scale</strong>: &deg;C &amp;&deg;F</p> <p><strong>Pack Size</strong>: Sold in packs of 25/50 and reels of 1000</p> <p><strong>Adhesive</strong>:Acrylic</p> <p><strong>Film</strong>: Polyester</p> |  | <<table class="table table-bordered"> <tbody> <tr> <td>Labels Irreversible</td> <td><a href="http://www.tmchallcrest.com/downloads-centre" target="_blank">Download</a></td> </tr> <tr> <td>Labels Reversible</td> <td><a href="http://www.tmchallcrest.com/downloads-centre" target="_blank">Download</a></td> </tr> <tr> <td>Pigments</td> <td><a href="http://www.tmchallcrest.com/downloads-centre" target="_blank">Download</a></td> </tr> <tr> <td>Inks</td> <td><a href="http://www.tmchallcrest.com/downloads-centre" target="_blank">Download</a></td> </tr> <tr> <td>Plastics</td> <td><a href="http://www.tmchallcrest.com/downloads-centre" target="_blank">Download</a></td> </tr> <tr> <td>Paints</td> <td><a href="http://www.tmchallcrest.com/downloads-centre" target="_blank">Download</a></td> </tr> <tr> <td>Crayons</td> <td><a href="http://www.tmchallcrest.com/downloads-centre" target="_blank">Download</a></td> </tr> </tbody> </table> | industrial_labels/tripleevent_tdi/1.jpg | industrial_labels/tripleevent_tdi/2.png
Pigments, Inks & Plastics | CHROMAZONE® DISPERSION | 157 | CHROMAZONE® DISPERSION |  | <p>ChromaZone® Thermochromic Dispersions are formulated for use in aqueous ink and coating systems that change from colour to colourless as temperature rises, with the colour reappearing when the temperature is reduced again.</p><p>The Thermochromic effect is a highly effective route to product promotion and differentiation. As well as being used as a marketing tool, ChromaZone can be used for a wide variety of functional applications including safety and security. The uses for ChromaZone are limited only by the imagination.</p> | <h4>DESCRIPTION</h4><p>ChromaZone Powder and Dispersion</p> <h4>COLOUR CHANGING EFFECTS</h4><p>Chromazone can be supplied in the form of a water based Dispersion for all aqueous formulations or a Powder form for all non aqueous formulations.</p> <h4>DUISI ER SUSCI EUIS</h4><p>Chromazone can be successfully incorporated into many types of aqueous, non aqueous and UV curing formulations. Care must be taken to avoid the use of polar solvents such as alcohols, acestates etc., as these can damage the pigment structure. The Thermochromic effect achieved through the use of Chromazone pigmented inks and coatings, enhances the value to an endless variety of products and is a highly attractive eye-catcher.</p> | <table class="table table-bordered"> <tbody> <tr> <td>Range</td> </tr> <h4>STANDARD COLOURS</h4> <p>Blue*, Black*, Red*, Magenta, Green &amp; Orange<br> * denotes available ex stock</p> <h4>SPECIAL COLOURS</h4> <p>Turquoise, Brown, Purple &amp; Yellow </p> <h4>STANDARD TEMPS</h4> <p>15&deg;C, 29&deg;C, 31&deg;C &amp; 47&deg;C<br> Other colours and temperature responses from -10&deg;C to +69&deg;C are available on request</p> <h4>PACKAGING</h4> <p>1Kg, 5Kg &amp; 25Kg Plastic Containers1Kg, 5Kg &amp; 25Kg Plastic Containers</p> </tbody> </table> |  | <<table class="table table-bordered"> <tbody> <tr> <td>Labels Irreversible</td> <td><a href="http://www.tmchallcrest.com/downloads-centre" target="_blank">Download</a></td> </tr> <tr> <td>Labels Reversible</td> <td><a href="http://www.tmchallcrest.com/downloads-centre" target="_blank">Download</a></td> </tr> <tr> <td>Pigments</td> <td><a href="http://www.tmchallcrest.com/downloads-centre" target="_blank">Download</a></td> </tr> <tr> <td>Inks</td> <td><a href="http://www.tmchallcrest.com/downloads-centre" target="_blank">Download</a></td> </tr> <tr> <td>Plastics</td> <td><a href="http://www.tmchallcrest.com/downloads-centre" target="_blank">Download</a></td> </tr> <tr> <td>Paints</td> <td><a href="http://www.tmchallcrest.com/downloads-centre" target="_blank">Download</a></td> </tr> <tr> <td>Crayons</td> <td><a href="http://www.tmchallcrest.com/downloads-centre" target="_blank">Download</a></td> </tr> </tbody> </table> | pigments_inks andplastics/chromazone_d1.jpg | pigments_inks andplastics/chromazone_d1.jpg
Pigments, Inks & Plastics | CHROMAZONE® POWDER | 158 | CHROMAZONE® POWDER |  | <p>ChromaZone® Thermochromic Dispersions are formulated for use in aqueous ink and coating systems that change from colour to colourless as temperature rises, with the colour reappearing when the temperature is reduced again.</p><p>The Thermochromic effect is a highly effective route to product promotion and differentiation. As well as being used as a marketing tool, ChromaZone can be used for a wide variety of functional applications including safety and security. The uses for ChromaZone are limited only by the imagination.</p> | <h4>DESCRIPTION</h4><p>ChromaZone Powder and Dispersion</p> <h4>COLOUR CHANGING EFFECTS</h4><p>Chromazone can be supplied in the form of a water based Dispersion for all aqueous formulations or a Powder form for all non aqueous formulations.</p> <h4>DUISI ER SUSCI EUIS</h4><p>Chromazone can be successfully incorporated into many types of aqueous, non aqueous and UV curing formulations. Care must be taken to avoid the use of polar solvents such as alcohols, acestates etc., as these can damage the pigment structure. The Thermochromic effect achieved through the use of Chromazone pigmented inks and coatings, enhances the value to an endless variety of products and is a highly attractive eye-catcher.</p> | <table class="table table-bordered"> <tbody> <tr> <td>Range</td> </tr> <h4>STANDARD COLOURS</h4> <p>Blue*, Black*, Red*, Magenta, Green &amp; Orange<br> * denotes available ex stock</p> <h4>SPECIAL COLOURS</h4> <p>Turquoise, Brown, Purple &amp; Yellow </p> <h4>STANDARD TEMPS</h4> <p>15&deg;C, 29&deg;C, 31&deg;C &amp; 47&deg;C<br> Other colours and temperature responses from -10&deg;C to +69&deg;C are available on request</p> <h4>PACKAGING</h4> <p>1Kg, 5Kg &amp; 25Kg Plastic Containers1Kg, 5Kg &amp; 25Kg Plastic Containers</p> </tbody> </table> |  | <<table class="table table-bordered"> <tbody> <tr> <td>Labels Irreversible</td> <td><a href="http://www.tmchallcrest.com/downloads-centre" target="_blank">Download</a></td> </tr> <tr> <td>Labels Reversible</td> <td><a href="http://www.tmchallcrest.com/downloads-centre" target="_blank">Download</a></td> </tr> <tr> <td>Pigments</td> <td><a href="http://www.tmchallcrest.com/downloads-centre" target="_blank">Download</a></td> </tr> <tr> <td>Inks</td> <td><a href="http://www.tmchallcrest.com/downloads-centre" target="_blank">Download</a></td> </tr> <tr> <td>Plastics</td> <td><a href="http://www.tmchallcrest.com/downloads-centre" target="_blank">Download</a></td> </tr> <tr> <td>Paints</td> <td><a href="http://www.tmchallcrest.com/downloads-centre" target="_blank">Download</a></td> </tr> <tr> <td>Crayons</td> <td><a href="http://www.tmchallcrest.com/downloads-centre" target="_blank">Download</a></td> </tr> </tbody> </table> | pigments_inks andplastics/chromazone_p/1.jpg | pigments_inks andplastics/chromazone_p/1.jpg
Pigments, Inks & Plastics | HYDROCHROMIC | 159 | THERMOSTAR INKS - HYDROCHROMIC |  | <p>Thermostar Hydrochromic Ink is available as Irreversible or Reversible. There are two types of Irreversible Hydrochromic ink; the first changes from a colour to white when exposed to water and remains so when dry again. The second dissolves and washes off the surface revealing a message below. The Reversible Ink is white in appearance but becomes translucent when exposed to water and then reverts back to a white state when dry.</p><p>These Inks can be featured in a variety of applications revealing that a product has been exposed to water, including high end promotional items, game cards, labels and packaging..</p> | <h4>DESCRIPTION</h4><p>Thermostar Hydrochromic Ink is available as Irreversible or Reversible</p> <h4>DUISI ER SUSCI EUIS</h4><p>Duisi er susci euis augiamet alit nibh ex ex eriure faci tie tat, quisi euis nostrud magnis numsan ullam dolendit vel ing er sum iusto odolorem zzril ullamconsed dio od min utat, vent nullam num iure magnisit adignim volorem exerit aliquamcon ullamet nullandiamet ulputat inciduis acillaorpero endiam, consequi eu feuguero do do commy nibh elit nim digna alisi bla con utpat. Sed modio eum quiscidunt praesequatis at.</p> <h4>DUISI ER SUSCI EUIS</h4><p>Duisi er susci euis augiamet alit nibh ex ex eriure faci tie tat, quisi euis nostrud magnis numsan ullam dolendit vel ing er sum iusto odolorem zzril ullamconsed dio od min utat, vent nullam num iure magnisit adignim volorem exerit aliquamcon ullamet nullandiamet ulputat inciduis acillaorpero endiam, consequi eu feuguero do do commy nibh elit nim digna alisi bla con utpat. Sed modio eum quiscidunt praesequatis at. </p> | <table class="table table-bordered"> <tbody> <tr> <td>Range</td> </tr> <h4>STANDARD COLOURS</h4> <p>Irreversible: Blue and Black</p> <p>Reversible: White only</p> <h4>SPECIAL COLOURS</h4> <p>N/A</p> <h4>PRODUCT RANGE</h4> <p>Water Based Wet &amp; Reveal - Reversible <br> Solvent Based Wet &amp; Reveal - Reversible <br> Wash &amp; Win - Irreversible <br> Solvent Based Flexo</p> </tbody> </table> |  | <<table class="table table-bordered"> <tbody> <tr> <td>Labels Irreversible</td> <td><a href="http://www.tmchallcrest.com/downloads-centre" target="_blank">Download</a></td> </tr> <tr> <td>Labels Reversible</td> <td><a href="http://www.tmchallcrest.com/downloads-centre" target="_blank">Download</a></td> </tr> <tr> <td>Pigments</td> <td><a href="http://www.tmchallcrest.com/downloads-centre" target="_blank">Download</a></td> </tr> <tr> <td>Inks</td> <td><a href="http://www.tmchallcrest.com/downloads-centre" target="_blank">Download</a></td> </tr> <tr> <td>Plastics</td> <td><a href="http://www.tmchallcrest.com/downloads-centre" target="_blank">Download</a></td> </tr> <tr> <td>Paints</td> <td><a href="http://www.tmchallcrest.com/downloads-centre" target="_blank">Download</a></td> </tr> <tr> <td>Crayons</td> <td><a href="http://www.tmchallcrest.com/downloads-centre" target="_blank">Download</a></td> </tr> </tbody> </table> | pigments_inks andplastics/hydrochromic/p1/1.jpg | pigments_inks andplastics/hydrochromic/p1/1.jpg
Pigments, Inks & Plastics | PHOTOCHROMIC | 160 | THERMOSTAR INKS - PHOTOCHROMIC |  | <p>ThermoStar Photochromic inks change colour when exposed to ultraviolet light usually from the sun or a black light. The inks are effectively colourless indoors and turn into vibrant colour outdoors. When brought back inside, the inks become clear again. The inks become intensely coloured after only 15 seconds in direct sunshine and return to clear after about 5 minutes indoors.</p><p>These Inks can be featured in a variety of applications revealing that a product has been exposed to UV light, including high end promotional items, textiles, plastics and packaging.</p> | <h4>DESCRIPTION</h4><p>Photochromic Inks change colour when exposed to ultraviolet light, usually from the sun or a black light</p> <h4>DUISI ER SUSCI EUIS</h4><p>Duisi er susci euis augiamet alit nibh ex ex eriure faci tie tat, quisi euis nostrud magnis numsan ullam dolendit vel ing er sum iusto odolorem zzril ullamconsed dio od min utat, vent nullam num iure magnisit adignim volorem exerit aliquamcon ullamet nullandiamet ulputat inciduis acillaorpero endiam, consequi eu feuguero do do commy nibh elit nim digna alisi bla con utpat. Sed modio eum quiscidunt praesequatis at.</p> <h4>DUISI ER SUSCI EUIS</h4><p>Duisi er susci euis augiamet alit nibh ex ex eriure faci tie tat, quisi euis nostrud magnis numsan ullam dolendit vel ing er sum iusto odolorem zzril ullamconsed dio od min utat, vent nullam num iure magnisit adignim volorem exerit aliquamcon ullamet nullandiamet ulputat inciduis acillaorpero endiam, consequi eu feuguero do do commy nibh elit nim digna alisi bla con utpat. Sed modio eum quiscidunt praesequatis at. </p> | <table class="table table-bordered"> <tbody> <tr> <td>Range</td> </tr> <h4>STANDARD COLOURS</h4> <p>Plastisol Screen: Aqua, Brown, Cyan, Dark Blue, Green, Charcoal, Magenta, Orange, Purple, Pink, Plum, Red, Rose, Turquoise and Yellow </p> <p>Water Based Screen: Purple, Yellow, Dark Blue </p> <h4>SPECIAL COLOURS (WATER BASED)</h4> <p>Orange and Red</p> <h4>PRODUCT RANGE</h4> <p>Water Based Screen <br> Solvent Based Screen</p> </tbody> </table> |  | <<table class="table table-bordered"> <tbody> <tr> <td>Labels Irreversible</td> <td><a href="http://www.tmchallcrest.com/downloads-centre" target="_blank">Download</a></td> </tr> <tr> <td>Labels Reversible</td> <td><a href="http://www.tmchallcrest.com/downloads-centre" target="_blank">Download</a></td> </tr> <tr> <td>Pigments</td> <td><a href="http://www.tmchallcrest.com/downloads-centre" target="_blank">Download</a></td> </tr> <tr> <td>Inks</td> <td><a href="http://www.tmchallcrest.com/downloads-centre" target="_blank">Download</a></td> </tr> <tr> <td>Plastics</td> <td><a href="http://www.tmchallcrest.com/downloads-centre" target="_blank">Download</a></td> </tr> <tr> <td>Paints</td> <td><a href="http://www.tmchallcrest.com/downloads-centre" target="_blank">Download</a></td> </tr> <tr> <td>Crayons</td> <td><a href="http://www.tmchallcrest.com/downloads-centre" target="_blank">Download</a></td> </tr> </tbody> </table> | pigments_inks andplastics/photochromic/p1/1.jpg | pigments_inks andplastics/photochromic/p1/1.jpg
Pigments, Inks & Plastics | THERMOCHROMIC | 161 | THERMOSTAR INKS - THERMOCHROMIC |  | <p>Thermostar® Thermochromic Ink is formulated using ChromaZone pigments and utilises TMC's latest printing ink techniques.</p><p>The ink colour on a printed item disappears as the temperature rises above the response temperature of the Thermochromic ink and then it reverses back to its original colour as the temperature is reduced again (below the response temperature).</p> | <h4>DESCRIPTION</h4><p>Special Effect Temperature sensitive Thermochromic inks.</p> <h4>DUISI ER SUSCI EUIS</h4><p>Duisi er susci euis augiamet alit nibh ex ex eriure faci tie tat, quisi euis nostrud magnis numsan ullam dolendit vel ing er sum iusto odolorem zzril ullamconsed dio od min utat, vent nullam num iure magnisit adignim volorem exerit aliquamcon ullamet nullandiamet ulputat inciduis acillaorpero endiam, consequi eu feuguero do do commy nibh elit nim digna alisi bla con utpat. Sed modio eum quiscidunt praesequatis at.</p> <h4>DUISI ER SUSCI EUIS</h4><p>Duisi er susci euis augiamet alit nibh ex ex eriure faci tie tat, quisi euis nostrud magnis numsan ullam dolendit vel ing er sum iusto odolorem zzril ullamconsed dio od min utat, vent nullam num iure magnisit adignim volorem exerit aliquamcon ullamet nullandiamet ulputat inciduis acillaorpero endiam, consequi eu feuguero do do commy nibh elit nim digna alisi bla con utpat. Sed modio eum quiscidunt praesequatis at. </p> | <table class="table table-bordered"> <tbody> <tr> <td>Range</td> </tr> <h4>STANDARD COLOURS</h4> <p>Blue*, Black* and Red*<br> * denotes available ex stock </p> <p>Reversible: White only</p> <h4>SPECIAL COLOURS</h4> <p>Green, Magenta and Orange<br> Special mixes also available on request </p> <h4>STANDARD TEMPS</h4> <p>15&deg;C, 31&deg;C &amp; 47&deg;C<br> Other colours and temperature responses from<br> -10&deg;C to +69&deg;C are available on request </p> <h4>PRODUCT RANGE</h4> <p>Water Based Flexo + Thinners + Hardener + Extender<br> UV Flexo<br> Solvent Based Pad <br> Solvent Based Screen <br> Water Based Screen<br> Plastisol Screen<br> Water Based Textile Screen + Binder<br> UV Screen<br> Water Based Gravure<br> Sprayable System + Binder + Glass catalyst<br> Epoxy Screen + Base + Hardener<br> Sheetfed Offset<br> UV Offset</p> <p><strong>Thermochromic (Irrev) Kromagen</strong><br> Water Based Screen<br> Water Based Flexo </p> </tbody> </table> |  | <<table class="table table-bordered"> <tbody> <tr> <td>Labels Irreversible</td> <td><a href="http://www.tmchallcrest.com/downloads-centre" target="_blank">Download</a></td> </tr> <tr> <td>Labels Reversible</td> <td><a href="http://www.tmchallcrest.com/downloads-centre" target="_blank">Download</a></td> </tr> <tr> <td>Pigments</td> <td><a href="http://www.tmchallcrest.com/downloads-centre" target="_blank">Download</a></td> </tr> <tr> <td>Inks</td> <td><a href="http://www.tmchallcrest.com/downloads-centre" target="_blank">Download</a></td> </tr> <tr> <td>Plastics</td> <td><a href="http://www.tmchallcrest.com/downloads-centre" target="_blank">Download</a></td> </tr> <tr> <td>Paints</td> <td><a href="http://www.tmchallcrest.com/downloads-centre" target="_blank">Download</a></td> </tr> <tr> <td>Crayons</td> <td><a href="http://www.tmchallcrest.com/downloads-centre" target="_blank">Download</a></td> </tr> </tbody> </table> | pigments_inks andplastics/thermochromic/p1/1.jpg | pigments_inks andplastics/thermochromic/p1/1.jpg
Pigments, Inks & Plastics | CHROMAZONE® THERMOBATCH | 162 | CHROMAZONE® THERMOBATCH |  | <p>Thermobatch® is a range of temperature sensitive thermochromic monobatches which change from coloured to colourless as the temperature rises. The colour reappears when the temperature is reduced again.</p><p>Thermobatch is supplied in Powder Concentrate form or as a finished pellet form and is ideally suited for use in Polyolefins, PS, PVC and ABS.</p><p>Colour changing effects can be varied infinitely by blending Thermobatch with other transulcent or opaque masterbatches.</p> | <h4>DESCRIPTION</h4><p>Thermochromic Pigment for Plastics</p> <h4>COLOUR CHANGING EFFECTS</h4><p>Thermobatch is a range of temperature sensitive thermochromic monobatches which change from coloured to colourless as temperature rises. The colour reappears when the temperature is reduced again..</p> <h4>BLENDING EFFECTS</h4><p>Colour changing effects can be varied infinitely by blending Thermobatch with other translucent or opaque masterbatches. Thermobatch is supplied in concentrate form and is ideally suited for use in polyolefins. </p> | <table class="table table-bordered"> <tbody> <tr> <td>Range</td> </tr> <h4>STANDARD COLOURS</h4> <p>Blue, Black &amp; Magenta </p> <h4>SPECIAL COLOURS</h4> <p>Turquoise, Brown &amp; Purple<br> Special mixes are also available upon request </p> <h4>STANDARD RESPONSE TEMPS</h4> <p>Cool, Warm &amp; Hot<br> Other colours and temperature responses from -10ºC to +69ºC are available on request </p> </tbody> </table> |  | <<table class="table table-bordered"> <tbody> <tr> <td>Labels Irreversible</td> <td><a href="http://www.tmchallcrest.com/downloads-centre" target="_blank">Download</a></td> </tr> <tr> <td>Labels Reversible</td> <td><a href="http://www.tmchallcrest.com/downloads-centre" target="_blank">Download</a></td> </tr> <tr> <td>Pigments</td> <td><a href="http://www.tmchallcrest.com/downloads-centre" target="_blank">Download</a></td> </tr> <tr> <td>Inks</td> <td><a href="http://www.tmchallcrest.com/downloads-centre" target="_blank">Download</a></td> </tr> <tr> <td>Plastics</td> <td><a href="http://www.tmchallcrest.com/downloads-centre" target="_blank">Download</a></td> </tr> <tr> <td>Paints</td> <td><a href="http://www.tmchallcrest.com/downloads-centre" target="_blank">Download</a></td> </tr> <tr> <td>Crayons</td> <td><a href="http://www.tmchallcrest.com/downloads-centre" target="_blank">Download</a></td> </tr> </tbody> </table> | pigments_inks andplastics/chromazone_t/1.jpg | pigments_inks andplastics/chromazone_t/1.jpg
Paints & Crayons | MULTI-CHANGE | 163 | MULTI-CHANGE |  | <p>Multi-Change Paints prove a valuable asset, particularly when used in conjunction with gas turbines and jet engines. Being the only Paint of its type known to retain its surface adhesion at these temperatures, thus offering a high degree of protection from erosion. Used extensively in rocketry and high speed flight technology, they prove to be an invaluable tool in thermal measurement.</p><p>All Paints are made to order therefore please allow extra time for delivery. Please contact our Sales office for further information</p> <table class="table table-bordered"> <tbody> <tr> <td>Number</td> <td>10 Minute Change</td> <td>Initial Colour </td> </tr> <tr> <td>MC150-12*</td> <td>150</td> <td>PLUM</td> </tr> <tr> <td>MC153-14*</td> <td>153</td> <td>PLUM</td> </tr> <tr> <td>MC215-6*</td> <td>215</td> <td>MAUVE</td> </tr> <tr> <td>MC165-2</td> <td>165</td> <td>MAUVE/PINK</td> </tr> <tr> <td>MC135-2</td> <td>135</td> <td>PINK</td> </tr> <tr> <td>MC160-2</td> <td>160</td> <td>LIGHT TAN</td> </tr> <tr> <td>MC350-8</td> <td>350</td> <td>RED</td> </tr> <tr> <td>MC470-9</td> <td>470</td> <td>ORANGE/RED</td> </tr> <tr> <td>MC520-7</td> <td>520</td> <td>PURPLE</td> </tr> </tbody> </table> | <h4>DESCRIPTION</h4><p>Single Change and Multi-Change Thermal Paints. Temperature range 80 to 1270C.</p> <h4>MULTI-CHANGE PAINT</h4><p>Multi-Change Thermal Paints withstand hostile environments and prove a valuable asset particularly when used in conjunction with gas turbines and jet engines. Being the only paint of its type known that will retain its surface adhesion at these temperatures thus offering a high degree of portection from erosion. Used extensively in rocketry and high speed flight technology, these paints prove to be an invaluable tool in thermal measurement.</p> <h4>SINGLE CHANGE PAINT</h4><p>Single Change Thermal Paints are now colour fast in direct sunlight, resistant to chemical abuse and provide a clearline colour change. Proving to be an extremely useful aid to the industrial, chemical and petrochemical markets. An ideal tool for monitoring lined vessel plant, detecting rise in surface temperature where the refractory linings have broken down, acting as a watchdog for this type of industry. </p> | <table class="table table-bordered"> <tbody> <tr> <td>Range</td> </tr> <h4>Description</h4> <ul> <li> <i class="fa fa-check"></i>No primer necessary for most surfaces</li> <li> <i class="fa fa-check"></i>Resistant to oil, steam and water</li> <li> <i class="fa fa-check"></i>Ideal for producing thermal surveys</li> <li> <i class="fa fa-check"></i>Fast reaction time</li> <li> <i class="fa fa-check"></i>A strong and clear colour contrast</li> <li> <i class="fa fa-check"></i>Requires no additives</li> </ul> <h4>Use and Application</h4> <ul> <li> <i class="fa fa-check"></i>Colour change can be determined after 10 mins</li> <li> <i class="fa fa-check"></i>First coat touch dry in 15-50 minutes </li> <li> <i class="fa fa-check"></i>For best results use sprayable application</li> <li> <i class="fa fa-check"></i>Ideal for Gas Turbines and Jet Engine applications</li> </ul> </tbody> </table> |  | <<table class="table table-bordered"> <tbody> <tr> <td>Labels Irreversible</td> <td><a href="http://www.tmchallcrest.com/downloads-centre" target="_blank">Download</a></td> </tr> <tr> <td>Labels Reversible</td> <td><a href="http://www.tmchallcrest.com/downloads-centre" target="_blank">Download</a></td> </tr> <tr> <td>Pigments</td> <td><a href="http://www.tmchallcrest.com/downloads-centre" target="_blank">Download</a></td> </tr> <tr> <td>Inks</td> <td><a href="http://www.tmchallcrest.com/downloads-centre" target="_blank">Download</a></td> </tr> <tr> <td>Plastics</td> <td><a href="http://www.tmchallcrest.com/downloads-centre" target="_blank">Download</a></td> </tr> <tr> <td>Paints</td> <td><a href="http://www.tmchallcrest.com/downloads-centre" target="_blank">Download</a></td> </tr> <tr> <td>Crayons</td> <td><a href="http://www.tmchallcrest.com/downloads-centre" target="_blank">Download</a></td> </tr> </tbody> </table> | paintsandcrayons/multichange/1.jpg | paintsandcrayons/multichange/1.jpg
Paints & Crayons | SINGLE CHANGE | 164 | SINGLE CHANGE |  | <p>Single Change Paints provide a clear indication when temperatures have been exceeded, proving to be an extremely useful aid to the industrial, chemical and petrochemical markets. An ideal tool for monitoring lined vessel plant and detecting a rise in surface area temperature where the refractory linings have broken down</p> <p>All Paints are made to order therefore please allow extra time for delivery. Please contact our Sales office for further information </p> <table class="table table-bordered"> <tbody> <tr> <td>Number</td> <td>10 Minute Change</td> <td>Initial Colour </td> </tr> <tr> <td>SC155</td> <td>155</td> <td>BLUE</td> </tr> <tr> <td>SC240</td> <td>240</td> <td>YELLOW</td> </tr> <tr> <td>SC275</td> <td>275</td> <td>BLUE</td> </tr> <tr> <td>SC447</td> <td>447</td> <td>GREEN</td> </tr> <tr> <td>SC458</td> <td>458</td> <td>GREEN </td> </tr> <tr> <td>SC550</td> <td>550</td> <td>ORANGE</td> </tr> <tr> <td>SC630</td> <td>630</td> <td>RED</td> </tr> <tr> <td>SC80</td> <td>80</td> <td>PINK</td> </tr> <tr> <td>SCW210</td> <td>&nbsp;</td> <td>&nbsp;</td> </tr> </tbody> </table> | <h4>DESCRIPTION</h4><p>Single Change and Multi-Change Thermal Paints. Temperature range 80 to 1270C.</p> <h4>MULTI-CHANGE PAINT</h4><p>Multi-Change Thermal Paints withstand hostile environments and prove a valuable asset particularly when used in conjunction with gas turbines and jet engines. Being the only paint of its type known that will retain its surface adhesion at these temperatures thus offering a high degree of portection from erosion. Used extensively in rocketry and high speed flight technology, these paints prove to be an invaluable tool in thermal measurement.</p> <h4>SINGLE CHANGE PAINT</h4><p>Single Change Thermal Paints are now colour fast in direct sunlight, resistant to chemical abuse and provide a clearline colour change. Proving to be an extremely useful aid to the industrial, chemical and petrochemical markets. An ideal tool for monitoring lined vessel plant, detecting rise in surface temperature where the refractory linings have broken down, acting as a watchdog for this type of industry. </p> | <table class="table table-bordered"> <tbody> <tr> <td>Range</td> </tr> <h4>Description</h4> <ul> <li> <i class="fa fa-check"></i>No primer necessary for most surfaces</li> <li> <i class="fa fa-check"></i>Resistant to oil, steam and water</li> <li> <i class="fa fa-check"></i>Ideal for producing thermal surveys</li> <li> <i class="fa fa-check"></i>Fast reaction time</li> <li> <i class="fa fa-check"></i>A strong and clear colour contrast</li> <li> <i class="fa fa-check"></i>Requires no additives</li> </ul> <h4>Use and Application</h4> <ul> <li> <i class="fa fa-check"></i>Colour change can be determined after 10 mins</li> <li> <i class="fa fa-check"></i>First coat touch dry in 15-50 minutes </li> <li> <i class="fa fa-check"></i>For best results use sprayable application</li> <li> <i class="fa fa-check"></i>Ideal for Chemical and Petrochemical markets</li> <li> <i class="fa fa-check"></i>Quasi-Reversible Paint</li> </ul> </tbody> </table> |  | <<table class="table table-bordered"> <tbody> <tr> <td>Labels Irreversible</td> <td><a href="http://www.tmchallcrest.com/downloads-centre" target="_blank">Download</a></td> </tr> <tr> <td>Labels Reversible</td> <td><a href="http://www.tmchallcrest.com/downloads-centre" target="_blank">Download</a></td> </tr> <tr> <td>Pigments</td> <td><a href="http://www.tmchallcrest.com/downloads-centre" target="_blank">Download</a></td> </tr> <tr> <td>Inks</td> <td><a href="http://www.tmchallcrest.com/downloads-centre" target="_blank">Download</a></td> </tr> <tr> <td>Plastics</td> <td><a href="http://www.tmchallcrest.com/downloads-centre" target="_blank">Download</a></td> </tr> <tr> <td>Paints</td> <td><a href="http://www.tmchallcrest.com/downloads-centre" target="_blank">Download</a></td> </tr> <tr> <td>Crayons</td> <td><a href="http://www.tmchallcrest.com/downloads-centre" target="_blank">Download</a></td> </tr> </tbody> </table> | paintsandcrayons/singlechange/1.jpg | paintsandcrayons/singlechange/1.jpg
Paints & Crayons | COLOTEMP CRAYONS | 165 | COLOTEMP CRAYONS |  | <table class="table table-bordered"> <tbody> <tr> <td> #</td> <td>Initial Colour </td> <td>Colour Change </td> <td>Colour Change</td> <td>Colour Change</td> </tr> <tr> <td>120</td> <td>Light Grey</td> <td>Violet Blue at 120C</td> <td>&nbsp;</td> <td>&nbsp;</td> </tr> <tr> <td>245</td> <td>Orange Brown</td> <td>Black at 245</td> <td>Light Grey at 335</td> <td>White Buff at 505</td> </tr> <tr> <td>600</td> <td>Apple Green</td> <td>White at 600</td> <td>&nbsp;</td> <td>&nbsp;</td> </tr> </tbody> </table> | <h4>DESCRIPTION</h4><p>Easy to Use, Non-Toxic, Accurate Colotemp Crayons. Temperature Range 120°C to 600°C.</p> <h4>APPLICATIONS</h4><p>An established and reliable range of colour change Irreversible crayons that change colour when applied to pre-heated surfaces Ideal for production processes in Aluminium, Zinc, Textiles, Plastics, Glass, Enamelling and many more.</p> | <table class="table table-bordered"> <tbody> <tr> <td>Range</td> </tr> <h4>Description</h4> <ul> <li> <i class="fa fa-check"></i>Check Surface Temperature</li> <li> <i class="fa fa-check"></i>Metal Working - Heat Treating - Welding</li> <li> <i class="fa fa-check"></i>Measurement of Operating Temperature</li> <li> <i class="fa fa-check"></i>Easy to Use - Non-Toxic</li> <li> <i class="fa fa-check"></i>Accurate ± 5°C</li> <li> <i class="fa fa-check"></i>Temperature Range - 120°C to 600°C</li> <li> <i class="fa fa-check"></i>1 crayon holder per box of 10</li> </ul> <h4>Use and Application</h4> <ul> <li> <i class="fa fa-check"></i>Mark preheated surface where the measurement is desired </li> <li> <i class="fa fa-check"></i>Immediate colour change indicates that the measurement surface is higher than the crayon rating </li> <li> <i class="fa fa-check"></i>A colour change after (2) two seconds indicates that the measurement surface is lower than the crayon rating </li> <li> <i class="fa fa-check"></i>Accuracy ± 5º C</li> </ul> </tbody> </table> |  | <<table class="table table-bordered"> <tbody> <tr> <td>Labels Irreversible</td> <td><a href="http://www.tmchallcrest.com/downloads-centre" target="_blank">Download</a></td> </tr> <tr> <td>Labels Reversible</td> <td><a href="http://www.tmchallcrest.com/downloads-centre" target="_blank">Download</a></td> </tr> <tr> <td>Pigments</td> <td><a href="http://www.tmchallcrest.com/downloads-centre" target="_blank">Download</a></td> </tr> <tr> <td>Inks</td> <td><a href="http://www.tmchallcrest.com/downloads-centre" target="_blank">Download</a></td> </tr> <tr> <td>Plastics</td> <td><a href="http://www.tmchallcrest.com/downloads-centre" target="_blank">Download</a></td> </tr> <tr> <td>Paints</td> <td><a href="http://www.tmchallcrest.com/downloads-centre" target="_blank">Download</a></td> </tr> <tr> <td>Crayons</td> <td><a href="http://www.tmchallcrest.com/downloads-centre" target="_blank">Download</a></td> </tr> </tbody> </table> | paintsandcrayons/colotempcolors/1.jpg | paintsandcrayons/colotempcolors/1.jpg
shock indicator labels |  | 29 | Shock Indicator Labels |  | <p>Highly visible shock labels indicate when an excessive impact occurs that can potentially damage products. A visual reminder to handle with care as carriers know the package is being monitored. Labels are tamperproof and turn red when an excessive impact occurs. Available in 25g, 37g, 50g, 75g, and 100g. Multilingual Shock Indicator Labels, Companion Alert Labels and Serialized Shock Indicator Labels are available.</p> | <p>Highly visible shock labels indicate when an excessive impact occurs that can potentially damage products. A visual reminder to handle with care as carriers know the package is being monitored. Labels are tamperproof and turn red when an excessive impact occurs. Available in 25g, 37g, 50g, 75g, and 100g. Multilingual Shock Indicator Labels, Companion Alert Labels and Serialized Shock Indicator Labels are available.</p><h4>How It Works</h4> <p> Shock Labels provide a visual indication that hidden damage may have occurred. When used with alert labels, a Shock Indicator Label reduces the incidence of damage by raising awareness that the package is being monitored. Labels are tamperproof and turn red when an excessive impact occurs</p> | <h4>techincal data</h4> <table> <caption><strong>*Shock Label Indicators Specs</strong></caption> <thead> <tr> <th>Category</th> <th>Measurements/Information</th> </tr> </thead> <tbody> <tr> <th >Sensitivity</th> <td>25g, 37g, 50g, 75g, and 100g</td> </tr> <tr> <th >Impact Duration</th> <td>50 ms</td> </tr> <tr> <th >Accuracy</th> <td>±15%</td> </tr> <tr> <th >Operating Temperature</th> <td>-18°F to 158°F (-28°C to 70°C)</td> </tr> <tr> <th >Dimensions</th> <td>4.75" x 4.75" ( 12 cm x 12 cm)</td> </tr> <tr> <th >Adhesive</th> <td>Acrylic</td> </tr> <tr> <th >Shelf Life</th> <td>2 Years from date of sale</td> </tr> <tr> <th >Customization</th> <td>Contact for details</td> </tr> <tr> <th >Part Number</th> <td>1100-025g through 1100-100g</td> </tr> </tbody> </table> | <h4>Accessories (click on accessory for large view)</h4> <table> <th>Shock Label Companion Label</th> <tr> <td> Increases handler’s awareness that the package is being monitored and provides instructions on receiving damaged shipments. </td> </tr> <tr> <th> Fragile Label </th> <td> Applied to shipping boxes as a visual reminder that package is fragile and is being monitored </td> </tr> <tr> <th> Alert Tape </th> <td> Alerts handlers that package is being monitored. </td> </tr> </table> |  | shock_indicator_labels/1.jpg | shock_indicator_labels/2.jpg | shock_indicator_labels/3.jpg |  | shock indicator labels/shocklabelsbrochure.pdf
tilt indicator |  | 30 | Tilt Indicator |  | <p>Tilt indicator labels monitor goods that must remain upright. Provides undeniable evidence of mishandling. Acts as a visual deterrent to mishandling, while providing an immediate indication of potential damage.</p> | <h4>How It Works</h4> <p>When used with alert labels, a Protect-A-Pak reduces the incidence of damage by raising awareness that the package is being monitored. The cross spring and bearing design is engineered for simplicity and responsiveness</p> | <table> <caption><strong>*Tilt Indicator Specs</strong></caption> <thead> <tr> <th>Category</th> <th>Measurements</th> </tr> </thead> <tbody> <tr> <th >Activation Angle</th> <td>80° ±5°</td> </tr> <tr> <th >Arming Method</th> <td>Remove adhesive backing</td> </tr> <tr> <th >Dimensions</th> <td>2.95" x 2.4" (7.5 cm x 6 cm)</td> </tr> <tr> <th >Companion Label Dimensions</th> <td>9.75" x 6.75" (24.8 cm x 17.1 cm)</td> </tr> <tr> <th >Operating Temperature</th> <td>-40°F to 140°F (-40°C to 60°C)</td> </tr> <tr> <th >Mounting</th> <td>Surface mounted via self-adhesive</td> </tr> </tbody> </table> | <h4>Accessories (click on accessory for large view)</h4> <table> <th>Shock Label Companion Label</th> <tr> <td> Increases handler’s awareness that the package is being monitored and provides instructions on receiving damaged shipments. </td> </tr> <tr> <th> Fragile Label </th> <td> Applied to shipping boxes as a visual reminder that package is fragile and is being monitored </td> </tr> <tr> <th> Alert Tape </th> <td> Alerts handlers that package is being monitored. </td> </tr> </table> |  | tilt_indicator/1.jpg | tilt_indicator/2.jpg |  |  | tilt indicato/tiltindicatorbrochure.pdf
protect-a-pak shock indicator |  | 31 | protect-a-pak shock indicator |  | <p>Protect-A-Pak is one of the worlds most popular single-use, dual axis, and low-cost impact indicators. Provides a visual indication that hidden damage may have occurred. When used with alert labels, a Protect-A-Pak reduces the incidence of damage by raising awareness that the package is being monitored</p> | <h4>How It Works</h4> <p>When used with alert labels, a Protect-A-Pak reduces the incidence of damage by raising awareness that the package is being monitored. The cross spring and bearing design is engineered for simplicity and responsiveness.</p> | <table> <caption>Protect-A-Pak Specs</caption> <thead> <tr> <th>Category</th> <th>Measurements</th> </tr> </thead> <tbody> <tr> <th >Height</th> <td>1in/2.5cm</td> </tr> <tr> <th >Diameter</th> <td>1 1/4 in./3.2cm</td> </tr> <tr> <th >Weight</th> <td>1 oz./28.35 grams</td> </tr> <tr> <th >Operating Temperature</th> <td>-100° F to 155° F/-73°C to 68°C</td> </tr> <tr> <th >Accuracy</th> <td>± 15%</td> </tr> <tr> <th >Mounting</th> <td>Self Adhesive or Mounting Flange</td> </tr> <tr> <th >"g" Range</th> <td>10g thru 100g in 10g increments, also 5g, 15g, 25g, 150g, 200g, 250, 300g, 500g</td> </tr> <tr> <th >Impact Duration</th> <td>9.6ms</td> </tr> </tbody> </table> | <h4>Accessories (click on accessory for large view)</h4> <table> <th>Mounting Flange</th> <tr> <td> Allow flush mounting of a Protect-A-Pak from outside of a package so the indicator can be externally viewed at all times. </td> </tr> <tr> <th> Fragile Label </th> <td> Applied to shipping boxes as a visual reminder that package is fragile and is being monitored </td> </tr> <tr> <th> Protect-A-Pak Companion Label </th> <td> Used with a Protect-A-Pak and Mounting Flange. </td> </tr> <tr> <th> Alert Tape </th> <td> Alerts handlers that package is being monitored. </td> </tr> </table> |  | protectapak shock_indicator/1.jpg | protectapak shock_indicator/2.jpg | protectapak shock_indicator/3.jpg |  | protect-a-pak shock indicaton/protectapakbrochure.pdf
OMNI-G Shock Indicator |  | 32 | OMNI-G Shock Indicator |  | <p>The Omni-G is a resettable impact indicator that can be reused hundreds of times using the resetting tweezers. The cross spring and ball bearing design registers impacts from all directions. Provides an immediate indication of possible hidden damage.</p> | <h4>How It Works</h4> <p>The Omni-G is designed with two sets of spring loaded steel balls that become dislodged and fall into a transparent dome when struck with an impact that exceeds the preset g-level.</p> | <h4>techincal data</h4> <table> <caption>Omni-G Specs</caption> <thead> <tr> <th>Category</th> <th>Measurements</th> </tr> </thead> <tbody> <tr> <th >g-Range</th> <td>2g-10g in 1g increments <br> 15g-40g in 5g increments <br> 50g-100g in 10g increments <br> Also available in 125g, 150g, 175g, <br> 200g, 250g, 300g, 400g, and 500g. </td> </tr> <tr> <th >Impact Duration</th> <td>8.4 ms</td> </tr> <tr> <th >Height</th> <td>1.5 in. (3.8 cm)</td> </tr> <tr> <th >Diameter</th> <td>2.06 in. (5.2 cm)</td> </tr> <tr> <th >Weight</th> <td>2 oz. (57 grams)</td> </tr> <tr> <th >Temperature</th> <td>-100°F to 275°F (-73°C to 135°C)</td> </tr> <tr> <th >Accuracy</th> <td>±10%</td> </tr> <tr> <th >Mounting</th> <td>#10-32 holes in base (5 mm)</td> </tr> </tbody> </table> | <h4>Accessories (click on accessory for large view)</h4> <table> <th>Additional Tweezers</th> <tr> <td> Increases handler’s awareness that the package is being monitored and provides instructions on receiving damaged shipments. </td> </tr> <tr> <th> Fragile Label </th> <td> Applied to shipping boxes as a visual reminder that package is fragile and is being monitored </td> </tr> <tr> <th> Mounting Plate </th> <td> An alternative mounting plate for the OMNI-G </td> </tr> <tr> <th> Alert Tape </th> <td> Alerts handlers that package is being monitored. </td> </tr> </table> |  | omnig_shock_indicators/1.jpg | omnig_shock_indicators/2.jpg | omnig_shock_indicators/3.jpg |  | OMNI-G Shock Indicator/omnigpage.pdf
omni-gws |  | 33 | omni-gws |  | <p>The Omini-GWS can be used hundreds of times using the included resetting tweezers. Weatherproofed with stainless steel components to protect against salt spray and fogging on ocean and longer shipments, extended storage or harsh environments. Tamper resistant design for added security against unauthorized resetting. Calibrated individually for maximum reliability and accuracy.</p> | <h4>How It Works</h4> <p>The Omni-GWS is designed with two sets of spring loaded steel balls that become dislodged and fall into a transparent dome when subjected to an impact that exceeds the preset g-level.</p> | <h4>techincal data</h4> <table> <caption>Omni-GWS Specs</caption> <thead> <tr> <th>Category</th> <th>Measurements</th> </tr> </thead> <tbody> <tr> <th >Sensitivity</th> <td>2g-10g in 1g increments <br> 15g-40g in 5g increments <br> 50g-100g in 10g increments <br> Also available in 125g, 150g, 175g, <br> 200g, 250g, 300g, 400g, and 500g. </td> </tr> <tr> <th >Impact Duration</th> <td>8.4 ms</td> </tr> <tr> <th >Height</th> <td>1.5 in. (3.8 cm)</td> </tr> <tr> <th >Diameter</th> <td>2.06 in. (5.2 cm)</td> </tr> <tr> <th >Weight</th> <td>2 oz. (57 grams)</td> </tr> <tr> <th >Temperature</th> <td>-100°F to 275°F (-73°C to 135°C)</td> </tr> <tr> <th >Accuracy</th> <td>±10%</td> </tr> <tr> <th >Mounting</th> <td>#10-32 holes in base (5 mm)</td> </tr> </tbody> </table> | <h4>Accessories (click on accessory for large view)</h4> <table> <th>Additional Tweezers</th> <tr> <td> Increases handler’s awareness that the package is being monitored and provides instructions on receiving damaged shipments. </td> </tr> <tr> <th> Fragile Label </th> <td> Applied to shipping boxes as a visual reminder that package is fragile and is being monitored </td> </tr> <tr> <th> Mounting Plate </th> <td> An alternative mounting plate for the OMNI-G </td> </tr> <tr> <th> Alert Tape </th> <td> Alerts handlers that package is being monitored. </td> </tr> <tr> <th>Additional Security Key </th> <td> Used to tighten the screw on the side of the device. </td> </tr> </table> |  | omni_gws/1.jpg | omni_gws/2.jpg | omni_gws/3.jpg | omni_gws/4.jpg | omni-gws/omnigws_brochurepage.pdf
shock fuse indicator |  | 34 | shock fuse indicator |  | <p>Shock Fuse is a small single-use impact indicator. It can be concealed inside a small box or a product to help identify mishandling during shipping or inventory abuse in a warehouse. Available in 50g-150g in 10g increments. Also available in 200g and 225g.</p> | <h4>How It Works</h4> <p>This single use one direction impact indicator is designed with one set of spring-loaded steel balls that become dislodged and fall into transparent dome when struck with an impact that exceed the preset g-level . The g-level is set at the factory and cannot be changed when shipping.</p> | <h4>techincal data</h4><table> <caption>Shock Fuse Specs</caption> <thead > <tr> <th>Category</th> <th>Measurements</th> </tr> </thead> <tbody> <tr> <th >Length:</th> <td>3/4 in. / 1.9 cm </td> </tr> <tr> <th >Diameter:</th> <td>7/16 in. / 1.1 cm</td> </tr> <tr> <th >Weight:</th> <td>2 grams</td> </tr> <tr> <th >Diameter</th> <td>2.06 in. (5.2 cm)</td> </tr> <tr> <th >Weight</th> <td>2 grams</td> </tr> <tr> <th >Temperature</th> <td>-40°F + 150°F / -40°C to 66°C</td> </tr> <tr> <th >Mounting:</th> <td>Self-adhesive</td> </tr> <tr> <th >“g” Range</th> <td> Available in 50g-150g in 10g increments.&nbsp; Also available in 200g and 225g</td> </tr> </tbody> </table> | <h4>Accessories (click on accessory for large view)</h4> <table> <th>Additional Tweezers</th> <th> Fragile Label </th> <td> Applied to shipping boxes as a visual reminder that package is fragile and is being monitored </td> </tr> <tr> <th> Alert Tape </th> <td> Alerts handlers that package is being monitored. </td> </tr> </table> |  | shock_fuse_indicator/1.jpg | shock_fuse_indicator/2.jpg | shock_fuse_indicator/3.jpg | shock_fuse_indicator/4.jpg | shock fuse indicator/shockfusepage.pdf
trans-monitor shock indicator |  | 35 | trans-monitor shock indicator |  | <p>Trans-Monitor is a low-cost, dual axis, and single-use impact indicator. The Trans-Monitor is designed with two sets of spring-loaded stainless steel balls that are calibrated to withstand impacts up to the desired g rating. Surface mounted with self-adhesive or screws. Available in 10g -100g in 10g increments. Also available in 5g, 15g, 25g, and 300g.</p> | <h4>How It Works</h4> <p>The Trans-Monitor provides a visual indication that hidden damage may have occurred. Omnidirectional device, detects impacts from all directions. Surface mounted with self-adhesive or screws. Can help identify trouble spots in the transportation chain.</p> | <h4>techincal data</h4><table> <caption>Transmonitor Specs</caption> <thead> <tr> <th>Category</th> <th>Measurements</th> </tr> </thead> <tbody> <tr> <th >Height</th> <td>0.65in/16.50mm</td> </tr> <tr> <th >Diameter</th> <td>4.06in/103.12mm</td> </tr> <tr> <th >Length:</th> <td>3.78in/96.00mm</td> </tr> <tr> <th >Temperature</th> <td>-100°F to 155°F/-73°C to 68°C</td> </tr> <tr> <th >Accuracy</th> <td>±15%</td> </tr> <tr> <th >Mounting</th> <td>Self-adhesive/screws</td> </tr> <tr> <th >"g" Range</th> <td>10G – 100G in 10G INCREMENTS<br> Also available 5g, 15g, 25g, 200g, 250, and 300g</td> </tr> </tbody> </table> | <h4>Accessories (click on accessory for large view)</h4> <table> <th>Transmonitor Warning Label</th> <tr> <td> Used with a Trans-Monitor to alert carriers that package is being monitored. </td> </tr> <tr> <th> Fragile Label </th> <td> Applied to shipping boxes as a visual reminder that package is fragile and is being monitored </td> </tr> <tr> <th> Fragile Label </th> <td> Applied to shipping boxes as a visual reminder that package is fragile and is being monitored </td> </tr> Mounting Plate <tr> <th> Alert Tape </th> <td> Alerts handlers that package is being monitored. </td> </tr> </table> |  | trans_monitor_shock_indicator/1.jpg | trans_monitor_shock_indicator/2.jpg |  |  | trans-monitor shock indicator/transmonitorpages.pdf
trans-monitor td shock indicator |  | 36 | trans-monitor td shock indicator |  | <p>Trans-monitor TD indicates—by the stopped clock—when in the transportation cycle an excessive impact took place. Surface mounted with self-adhesive or screws. Available in 20g -100g in 10g increments. Also available in 15g, 25g, and 300g.</p> | <h4>How It Works</h4> <p>Is an effective impact indicator that has a visual display that shows date and time when the impact occurs in the transportation chain. Multi-axis response to impact. Surface mounting with easy activation and awareness labels.</p> | <h4>techincal data</h4><table> <caption>Transmonitor TD Specs</caption> <thead> <tr> <th>Category</th> <th>Measurements</th> </tr> </thead> <tbody> <tr> <th >Height</th> <td>0.65in/16.50mm</td> </tr> <tr> <th >Diameter</th> <td>4.06in/103.12mm</td> </tr> <tr> <th >Length:</th> <td>3.78in/96.00mm</td> </tr> <tr> <th >Temperature</th> <td>-100°F to 155°F/-73°C to 68°C</td> </tr> <tr> <th >Accuracy</th> <td>±15%</td> </tr> <tr> <th >Mounting</th> <td>Self-adhesive/screws</td> </tr> <tr> <th >"g" Range</th> <td>Available in 20g -100g in increments of 10 <br>Also available in 15g, 25g and 300g</td> </tr> <tr> <th >Battery Life:</th> <td>180 days</td> </tr> <tr> <th >Battery Hold Time:</th> <td>180 days</td> </tr> <tr> <th >Battery Type</th> <td>1.5 volts LR 44</td> </tr> </tbody> </table> | <h4>Accessories (click on accessory for large view)</h4> <table> <th>Transmonitor Warning Label</th> <tr> <td> Used with a Trans-Monitor to alert carriers that package is being monitored. </td> </tr> <tr> <th> Fragile Label </th> <td> Applied to shipping boxes as a visual reminder that package is fragile and is being monitored </td> </tr> <tr> <th> Fragile Label </th> <td> Applied to shipping boxes as a visual reminder that package is fragile and is being monitored </td> </tr> Mounting Plate <tr> <th> Alert Tape </th> <td> Alerts handlers that package is being monitored. </td> </tr> </table> |  | trans_monitor_td/1.jpg | trans_monitor_td/2.jpg |  |  | trans-monitor td/transmonitortdpages.pdf
impact-o-graph |  | 37 | impact-o-graph |  | <p>Detects and records all shocks (up to 50g), time and direction of impact on the X, Y, and Z axis lines. Logs impact events for up to six months with one standard C-Cell battery. Data is viewable throughout mission.</p> | <h4>How It Works</h4> <p>Charts magnitude, direction and time of impact. Records continuously for up to 6 months. Shocks up to 50 times the force of gravity (50g) can be identified immediately by examining the chart. Three mass-spring styluses work independently of each other, each measuring one axis- X, Y and Z. Each stylus operates by angular vibration with one degree of freedom in the direction it monitors. The mechanical , friction-free linkage from each stylus’inertia mass converts motion from any of the three directions into the same plane and draws these forces onto the chart paper for easy reading.</p> | <h4>techincal data</h4><table> <caption>Impact-O-Graph Specs</caption> <thead > <tr> <th>Category</th> <th>Measurements</th> </tr> </thead> <tbody> <tr> <th >Dimensions</th> <td>9 1⁄2 X 5 1⁄8 X 3 3⁄4” 29.5 X 11.5 cm</td> </tr> <tr> <th >Weight</th> <td>4 lbs 1.8 kilo</td> </tr> <tr> <th >Shipping Weight</th> <td>5 lbs 2.3 kilo</td> </tr> <tr> <th >Temperature</th> <td>-20°F to +220°F -29°Cto +104°C</td> </tr> <tr> <th >Accuracy</th> <td>± 10%</td> </tr> <tr> <th >Mounting</th> <td>Self-adhesive/Screws</td> </tr> <tr> <th >Case Material</th> <td>Poly Carbonate</td> </tr> </tbody> </table> | <h4>Accessories (click on accessory for large view)</h4> <table> <th>Impact-O-Graph Window Case</th> <tr> <td> Allows the Impact-O-Graph chart paper to be viewed without opening the case. </td> </tr> <tr> <th> Fragile Label </th> <td> Applied to shipping boxes as a visual reminder that package is fragile and is being monitored </td> </tr> <tr> <th>Pelican Case</th> <td> An IP-67-rated waterproof case for the Impact-O-Graph and Digi-Shock. </td> </tr> Mounting Plate <tr> <th> Alert Tape </th> <td> Alerts handlers that package is being monitored. </td> </tr> <tr> <th>Impact-O-Graph Chart Paper </th> <td> Replacement Paper </td> </tr> </table> |  | impact-o-graph/1.jpg | impact-o-graph/2.jpg | impact-o-graph/3.jpg |  | impact-o-graph/impactographpages.pdf
Digi-Shock G |  | 38 | Digi-Shock G |  | <p>Records user-definable impact events on the X, Y, and Z axis lines up to 100g. Accelerometer detects and records the duration, amplitude, and direction of all impacts. Easy-to-use, Windows-based software included. Mission Control software language in English, German, Spanish, Chinese and Portuguese.</p> | <h4>How It Works</h4> <p>An LED visual indication displays when user-defined alarm parameters are exceeded at anytime, advising users that the monitored product may have been damaged and should be inspected immediately. A mission file can be downloaded and emailed without the software installed. This enables customers to view the mission file immediately without waiting for the Dig-Shock to be returned. Mission Summary provides the start and end date of the mission, highest and lowest temperature, and the largest impacts on each axis during a journey. Mission graphs provide a detailed report of each mission. This enables customers to view every single event during a journey.</p> | <h4>Technical Specifications</h4> 1. Power: Single C cell Lithium Primary 3.6v <p>Automatic battery disconnect when USB cable is plugged in. Protection Circuit to prevent device damage if batteries are installed backwards.</p> 2. Battery Life: <p>6 months (Lithium Ion Battery).</p> 3. Memory: Flash memory capable of more than 1 million events. <p>Retain data in event of power loss.</p> 4. Accelerometer: ±100g on the X, Y, and Z axis lines. <p>Samples 250 times per second. Readings are automatically compensated for time and temperature drifts.</p> 5. Standard A-B USB cable required for connection to a PC computer. <p>No special cable or software needed to retrieve data file. Encrypted data file can be emailed directly back to sender for review.</p> 6. High Efficiency LED: <p>Provides device status in real time</p> 7. Physical Specs: <p>5" x 3.5" x 1.5" plastic case.</p> 8 ounces with battery installed. <p>8. Optional Mission Parameters: if necessary</p> 9. Accelerometer: ±100g on the X, Y, and Z axis lines. <p>Set start and stop for date and time of mission. Set alarm levels for each axis individually. Set alarm levels for both high and low temperatures. Set g-level threshold for storing data (i.e., set at 3g to only record 3g or higher events). Set delta level for temperature data storage (i.e., set at 2 degrees to only record temperature when it exceeds a 2 degree difference from the previous reading).</p> | <h4>Accessories (click on accessory for large view)</h4> <table> <th>Digi-Shock Battery</th> <tr> <td> Replacement Lithium Battery </td> </tr> <tr> <th> Fragile Label </th> <td> Applied to shipping boxes as a visual reminder that package is fragile and is being monitored </td> </tr> <tr> <th>Digi-Shock Mounting Plate</th> <td> An alternative mounting plate for the Digi-Shock. </td> </tr> Mounting Plate <tr> <th> Alert Tape </th> <td> Alerts handlers that package is being monitored. </td> </tr> <tr> <th>Pelican Case </th> <td> An IP-67-rated waterproof case for the Impact-O-Graph and Digi-Shock. </td> </tr> <tr> <th>Digi-Shock Cable </th> <td> Replacement USB cable </td> </tr> </table> |  | digi_shock_g/1.jpg | digi_shock_g/2.jpg | digi_shock_g/3.jpg | digi_shock_g/4.jpg | Digi-Shock G
Digi-Shock XT |  | 39 | Digi-Shock XT |  | <p>Records user-definable impact events on the X, Y, and Z axis lines up to 100g for up to 6 months. Fully reusable robust contruction, long battery life, and high sampling for some detailed resolution. Heavy duty aluminum, IP 67 specified New improved logging system that alerts and reassures you that the device is actually working. Mission Control software language in English, German, Spanish, Chinese and Portuguese.</p> | <h4>How It Works</h4> <p>The Digi-Shock XT will monitor and record impact and temperature on goods in transit or storage and on equipment and structures. Fully reusable, robust construction, IP 67 specified. Long battery life, high sampling rate for more detailed resolution. Impacts recording up to 100G and memory capabilities for up to one million events An LED visual indication displays when user-defined alarm parameters are exceeded at anytime, advising users that the monitored product may have been damaged and should be inspected immediately. A mission file can be downloaded and emailed without the software installed. This enables customers to view the mission file immediately without waiting for the Dig-Shock XT to be returned. Mission Summary provides the start and end date of the mission, highest and lowest temperature, and the largest impacts on each axis during a journey. Mission graphs provide a detailed report of each mission. This enables customers to view every single event during a journey. </p> | <h4>Technical Specifications</h4>1. Power: Single C cell Lithium Primary 3.6v <p>Automatic battery disconnect when USB cable is plugged in. Protection Circuit to prevent device damage if batteries are installed backwards.</p> 2. Battery Life: <p>6 months life (Lithium Ion Battery)</p> 3. Operating Temperature: <p>-40°F to 140°F (battery operating range, Lithium).</p> 4. Memory: Flash memory capable of more than 1 million events. <p>Retain data in event of power loss. Flash memory capable of more than 1 million events</p> 5. Accelerometer: ±100g on the X, Y, and Z axis lines. <p>Samples 250 times per second. Readings are automatically compensated for time and temperature drifts.</p> 6. Temperature: <p>Read 1/minute.</p> 7. Standard A-B USB cable required for connection to a PC computer. <p>No special cable or software needed to retrieve data file. Encrypted data file can be emailed directly to a technician to review file.</p> 8. High Efficiency LED: <p>provides device status in real time</p> 9. Physical Specs: <p>5 ⅛ x 3 ⅝ x 1 ⅜ aluminum case. 1.4 lbs. ounces with battery installed.</p> 10. Optional Mission Parameters: 11. Accelerometer: ±100g on the X, Y, and Z axis lines. <p>Set start and stop for date and time of mission. Set alarm levels for each axis individually. Set alarm levels for both high and low temperatures. Set g-level threshold for storing data (i.e., set at 3g to only record 3g or higher events). Set delta level for temperature data storage (i.e., set at 2 degrees to only record temperature when it exceeds a 2 degree difference from the previous reading).</p> | <h4>Accessories (click on accessory for large view)</h4> <table> <th>Digi-Shock XT Battery</th> <tr> <td> Replacement Lithium Battery </td> </tr> <tr> <th> Fragile Label </th> <td> Applied to shipping boxes as a visual reminder that package is fragile and is being monitored </td> </tr> <tr> <th>Digi-Shock XT Mounting Plate</th> <td> An alternative mounting plate for the Digi-Shock. </td> </tr> Mounting Plate <tr> <th> Alert Tape </th> <td> Alerts handlers that package is being monitored. </td> </tr> <tr> <th>Digi-Shock XT Cable </th> <td> Replacement USB cable </td> </tr> </table> |  | digishock_xt/1.jpg | digi_shock_xt/2.jpg | digi_shock_xt/3.jpg | digi_shock_xt/4.jpg | Digi-Shock XT/digishockxt_pages.pdf
Digi-Shock XT |  | 40 | Digi-Shock XT |  |  | <h4>What do you want to know....</h4> <li>Current location?</li> <li>Impact or possible damage alert?</li> <li>Temperature range anomaly alert?</li> <li>Unauthorized or premature opening alert?</li> <li>Deviation from planned route?</li> | Technical Specifications 1. Battery – lithium ion polymer 3.7V power, 200mAh. Battery life up to 1 year based on number of alerts (rechargeable) 2. Temperature Sensor Operational: -4°F to 140°F Storage: -40°F to 185°F 3. Operating Humidity 50% to 90% 4. Physical Specifications 6.9” x 1.6” x 1.4”, 7 oz. or 0.44 lbs. 5. Cellular Modem GSM: Quad Band (850, 900, 1800, 1900). Built in antenna 6. Network Data: GSM, GPRS, and SMS 7. Messages SMS: Encrypted Protocol GPRS: TCP/IP over PPP 8. GPS Receiver and Antenna: Internal (built in) Protocol: NMEA (Binary format) Positioning Accuracy: Position 10m CEP (50%), Velocity 0.2m/s (50%) Navigation Update Rate: 1 second (default) Navigation Method: All in view solution, 2-Satellite solution A-GPS Time to First Fix (TTFF): Hot Start: 2 sec. Warm Start: 35 sec. Cold Start: 50 sec. 9. CPU Capacity Static RAM: 128Kb, Nonvolatile memory 34Kb, Flash Memory 2048Kb 10. Accelerometer 3 Axis, ±24g, 0.1g resolution identify and report events of impact. 11. Power Consumption Sleep/Idle 0.05mAh, GPS only 105 mAh, GPRS only 80 mAh, GPS and GPRS 165 mAh | <h4>Accessories (click on accessory for large view)</h4> <table> <th>Z844030 - Mounting Plate</th> <tr> <td> Black finish with wood mounting screws </td> </tr> <tr> <th>P843039 - 3M Dual Lock HD Velcro </th> <td> 3M dual lock HD Velcro 2’ length 440 stems/inc. </td> </tr> <tr> <th>P843038 - Nylon Tie Straps</th> <td> Nylon Tie Straps 1”x24” adjustable. </td> </tr> <tr> <th>Z844040 - Magnetic Mounting Kit</th> <td> 1-1/4” dia. (4) with screws and kep nuts. </td> </tr> </table>